## Overview
Company and licence name, charging year, effective from, status
| Company and Licence name | Charging Year | Effective From | Status
Company and Licence name, charging year, effective from, status | Western Power Distribution (South West) plc | 2017/2018 | 1/4/2017 | Final
List of data tables in this workbook
Worksheet | Information
Annex 1 LV and HV charges | Annex 1 contains charges to LV and HV Designated Properties.
Annex 2 EHV charges | Annex 2 contains the charges to Designated EHV Properties and charges applied to LDNOs with Designated EHV Properties/end-users embedded in networks within the Western Power Distribution (East Midlands) plc Licence area.
Annex 3 Preserved charges | Annex 3 contains details of any preserved and additional charges that are valid at this time.
Annex 4 LDNO charges | Annex 4 contains charges that are levied on the owner of an embedded network within the Western Power Distribution (East Midlands) plc Licence area. Electricity suppliers and consumers who have properties connected to an embedded network should contact the embedded network owner to determine their distribution charges. The charges listed in this table are not payable by domestic consumers, business consumers or electricity suppliers. |  |  |  | Electricity suppliers and consumers who have properties connected to an embedded network should contact the embedded network owner to determine their distribution charges. The charges listed in this table are not payable by domestic consumers, business consumers or electricity suppliers.
Annex 5 LLFs | Annex 5 contains illustrative LLFs. LLFs are used in Settlement to adjust the metering system volumes to take account of losses on the distribution network. Illustrative LLFs are provided with reference to the metered voltage or associated LLFC for generic LLFs and by reference to the LLFCs for site specific LLFs. Each LLF is applicable to a defined time period. The LLFs used in Settlement are published on the Elexon portal website, www.elexonportal.co.uk. The website contains the LLFs in standard industry data formats and in a summary form. A user guide with details on registering and using the portal is also available.
Annex 6 new Designated EHV Properties | Annex 6 contains the charges to new Designated EHV Properties and charges applied to LDNOs with new Designated EHV Properties/end-users embedded in networks within the Western Power Distribution (East Midlands) plc Licence area.
Nodal prices | Contains the underlying [nodal/network group] costs used to calculate the current EDCM charges.
SSC TPR to unit rate lookup table | The time periods for the non half hourly metered charge rates in Annex 1 are as specified by the SSC. To determine the appropriate charge rate for each SSC/TPR a lookup table is provided.
Charge calculator | Charge calculator is a tool to help you estimate your distribution charges using current consumption data and forecast consumption data.
Notes to users of this spreadsheet
Please use this spreadsheet with reference to the LC14 use of system charging statement.
Notes to DNOs populating this spreadsheet
DNOs must endeavour to maintain consistency in the structure of this spreadsheet. Any changes to the structure must be noted in the 'Notes to users of this spreadsheet'
The drop down list on the charge calculator can be expanded by unprotecting the charge calculator sheet and selecting 'data', 'data validation...' and then expanding the 'source' data range. The sheet can then be protected.

## Annex 1 LV and HV charges
Back to Overview | 'DNOs paste value cells A15:I41 from CDCM 3701 into cells A14:I40
Western Power Distribution (South West) plc - Effective from 1 April 2017 - Final LV and HV charges
Time Bands for Half Hourly Metered Properties | [5 empty] | Time Bands for Half Hourly Unmetered Properties
Time periods | Red Time Band | Amber Time Band |  | Green Time Band |  |  |  | Black Time Band | Yellow Time Band | Green Time Band
Monday to Friday | 17.00 - 19.00 | 07:30 to 17:00 19:00 to 21:30 |  | 00:00 to 07:30 21:30 to 24:00 |  | Monday to Friday Nov to Feb (excluding 22nd Dec to 4th Jan inclusive) |  | 17:00 to 19:00 | 07:30 to 17:00 19:00 to 21:30 | 00:00 to 07:30 21:30 to 24:00
Weekends |  | 16:30 to 19:30 |  | 00:00 to 16:30 19:30 to 24:00 |  | Monday to Friday Mar to Oct (plus 22nd Dec to 4th Jan inclusive) |  |  | 07:30 to 21:30 | 00:00 to 07:30 21:30 to 24:00
Notes | All the above times are in UK Clock time |  |  |  |  | Weekends |  |  | 16:30 to 19:30 | 00:00 to 16:30 19:30 to 24:00
[6 empty] | Notes |  | All the above times are in UK Clock time
Tariff name | Open LLFCs | PCs | Unit charge 1 (NHH) or red/black charge (HH) p/kWh | Unit charge 2 (NHH) or amber/yellow charge (HH) p/kWh | Green charge(HH) p/kWh | Fixed charge p/MPAN/day | Capacity charge p/kVA/day | Reactive power charge p/kVArh | Excess capacity charge p/kVA/day | Closed LLFCs
Domestic Unrestricted | 10, 20 | 1 | 3.098 | 0 | 0 | 4.66 | 0 | 0
Domestic Two Rate | 30, 40 | 2 | 3.72 | 0.155 | 0 | 4.66 | 0 | 0
Domestic Off Peak (related MPAN) | 430 | 2 | 0.159 | 0 | 0 | 0 | 0 | 0
Small Non Domestic Unrestricted | 110 | 3 | 2.509 | 0 | 0 | 7.55 | 0 | 0
Small Non Domestic Two Rate | 210 | 4 | 2.931 | 0.158 | 0 | 7.55 | 0 | 0
Small Non Domestic Off Peak (related MPAN) | 251 | 4 | 0.174 | 0 | 0 | 0 | 0 | 0
LV Medium Non-Domestic | 570 | 5-8 | 2.055 | 0.101 | 0 | 6.33 | 0 | 0
LV Sub Medium Non-Domestic | 540 | 5-8 | 1.929 | 0.09 | 0 | 4.69 | 0 | 0
LV Network Domestic | 202 | 0 | 31.407 | 0.544 | 0.146 | 4.66 | 0 | 0
LV Network Non-Domestic Non-CT | 203 | 0 | 33.36 | 0.578 | 0.155 | 7.55 | 0 | 0
LV HH Metered | 570 | 0 | 25.237 | 0.365 | 0.103 | 10.67 | 2.8 | 0.382 | 2.8
LV Sub HH Metered | 540 | 0 | 22.362 | 0.221 | 0.072 | 8.22 | 3.07 | 0.314 | 3.07
HV HH Metered | 510 | 0 | 19.17 | 0.117 | 0.046 | 81.52 | 2.57 | 0.252 | 2.57
NHH UMS category A | 977 | 8 | 2.485 | 0 | 0 | 0 | 0 | 0
NHH UMS category B | 980 | 1 | 3.485 | 0 | 0 | 0 | 0 | 0
NHH UMS category C | 978 | 1 | 5.582 | 0 | 0 | 0 | 0 | 0
NHH UMS category D | 979 | 1 | 1.522 | 0 | 0 | 0 | 0 | 0
LV UMS (Pseudo HH Metered) | 970 | 0 | 75.986 | 1.528 | 0.895 | 0 | 0 | 0
LV Generation NHH or Aggregate HH | 581 | 8 & 0 | -0.673 | 0 | 0 | 0 | 0 | 0
LV Sub Generation NHH | 551 | 8 | -0.61 | 0 | 0 | 0 | 0 | 0
LV Generation Intermittent | 581 | 0 | -0.673 | 0 | 0 | 0 | 0 | 0.155
LV Generation Non-Intermittent | 527 | 0 | -8.077 | -0.353 | -0.101 | 0 | 0 | 0.155
LV Sub Generation Intermittent | 551 | 0 | -0.61 | 0 | 0 | 0 | 0 | 0.13
LV Sub Generation Non-Intermittent | 526 | 0 | -7.449 | -0.301 | -0.09 | 0 | 0 | 0.13
HV Generation Intermittent | 521 | 0 | -0.389 | 0 | 0 | 39.31 | 0 | 0.099
HV Generation Non-Intermittent | 524 | 0 | -5.267 | -0.124 | -0.051 | 39.31 | 0 | 0.099

## Annex 2 EHV charges
Back to Overview |  | Copy EDCM table 4501 range starting B18 and paste into G11. Extend or reduce print area as required. |  |  | Note: The list of MPANs / MSIDs provided may be incomplete; the DNO reserves the right to apply the listed charges to any other MPANs / MSIDs associated with the site.
Western Power Distribution (South West) plc - Effective from 1 April 2017 - Final EDCM charges
Time Periods for Designated EHV Properties
Time periods |  |  | Super Red Time Band
Monday to Friday Nov to Feb (excluding 22nd Dec to 4th Jan inclusive) |  |  | 17:00 - 19:00
Notes |  |  | All the above times are in UK Clock time
Import Unique Identifier | LLFC | Import MPANs/MSIDs | Export Unique Identifier | LLFC | Export MPANs/MSIDs | Name | Import Super Red unit charge (p/kWh) | Import fixed charge (p/day) | Import capacity charge (p/kVA/day) | Import exceeded capacity charge (p/kVA/day) | Export Super Red unit charge (p/kWh) | Export fixed charge (p/day) | Export capacity charge (p/kVA/day) | Export exceeded capacity charge (p/kVA/day)
262 | 262 | 2200042291210 | 373 | 373 | 2200042291229 | Till House | 0 | 7.43 | 1.95 | 1.95 | 0 | 597.86 | 0.05 | 0.05
263 | 263 | 2200042297550 | 374 | 374 | 2200042297587 | Outlands Wood | 0.808 | 2.66 | 2.99 | 2.99 | 0 | 372.29 | 0.05 | 0.05
264 | 264 | 2200042305476 | 375 | 375 | 2200042305485 | Culmhead | 0 | 2.53 | 3.62 | 3.62 | 0 | 726.48 | 0.05 | 0.05
265 | 265 | 2200042308031 | 376 | 376 | 2200042308040 | Whitchurch Farm PV | 3.406 | 0.77 | 5.33 | 5.33 | 0 | 383.43 | 0.05 | 0.05
266 | 266 | 2200042312872 | 377 | 377 | 2200042312881 | Kingsland Barton | 0 | 3.47 | 3.57 | 3.57 | 0 | 364.42 | 0.05 | 0.05
267 | 267 | 2200042314986 | 378 | 378 | 2200042314995 | Mendip Solar PV Farm | 3.429 | 1.48 | 3.58 | 3.58 | 0 | 376.33 | 0.05 | 0.05
268 | 268 | 2200042315730 | 379 | 379 | 2200042315749 | St Stephen PV | 1.237 | 3.4 | 4.53 | 4.53 | 0 | 798.71 | 0.05 | 0.05
269 | 269 | 2200042315776 | 380 | 380 | 2200042315785 | Trewidland farm PV | 0.995 | 4.04 | 3.06 | 3.06 | 0 | 673.3 | 0.05 | 0.05
270 | 270 | 2200042316751 | 381 | 381 | 2200042316789 | Watchfield Lawn | 0.823 | 4.58 | 3.03 | 3.03 | 0 | 414.24 | 0.05 | 0.05
271 | 271 | 2200042382620 | 382 | 382 | 2200042382639 | Gover Park | 14.897 | 3.59 | 2.74 | 2.74 | 0 | 556.94 | 0.05 | 0.05
272 | 272 | 2200042323128 | 383 | 383 | 2200042323137 | North Wayton | 0.671 | 8.17 | 2.31 | 2.31 | 0 | 605.5 | 0.05 | 0.05
273 | 273 | 2200042324450 | 384 | 384 | 2200042324460 | Week Farm | 0 | 15.03 | 3.1 | 3.1 | 0 | 865.63 | 0.05 | 0.05
274 | 274 | 2200042326040 | 385 | 385 | 2200042326059 | Cullompton | 1.151 | 8.27 | 3.86 | 3.86 | 0 | 688.82 | 0.05 | 0.05
275 | 275 | 2200042329078 | 386 | 386 | 2200042329087 | Dinder Farm | 3.519 | 5.41 | 2.49 | 2.49 | 0 | 364.46 | 0.05 | 0.05
277 | 277 | 2200042329050 | 388 | 388 | 2200042329069 | Pitts Farm | 3.519 | 7.55 | 2.3 | 2.3 | 0 | 362.36 | 0.05 | 0.05
278 | 278 | 2200042333678 | 389 | 389 | 2200042333687 | Kerriers | 0.813 | 15.04 | 3.98 | 3.98 | 0 | 2454.74 | 0.05 | 0.05
279 | 279 | 2200042333701 | 390 | 390 | 2200042333710 | Ernesettle Lane | 0.662 | 4.74 | 2.31 | 2.31 | -0.725 | 473.64 | 0.05 | 0.05
281 | 281 | 2200042340220 | 392 | 392 | 2200042340230 | Goonhilly Solar Park | 2.72 | 9.02 | 2.51 | 2.51 | 0 | 357.21 | 0.05 | 0.05
282 | 282 | 2200042348665 | 393 | 393 | 2200042348674 | Nanteague | 2.333 | 11.25 | 3.08 | 3.08 | 0 | 1289.25 | 0.05 | 0.05
283 | 283 | 2200042340745 | 394 | 394 | 2200042340824 | Bidwell Dartington PV | 3.236 | 1.94 | 1.75 | 1.75 | 0 | 387.05 | 0.05 | 0.05
284 | 284 | 2200042343212 | 395 | 395 | 2200042343221 | New Row Farm | 3.553 | 4.96 | 3.18 | 3.18 | 0 | 387 | 0.05 | 0.05
285 | 285 | 2200042354205 | 396 | 396 | 2200042354214 | Woodland Barton Windfarm | 1.064 | 29.57 | 1.48 | 1.48 | 0 | 2247.66 | 0.05 | 0.05
286 | 286 | 2200042387497 | 397 | 397 | 2200042387502 | Four Burrows 2 | 2.357 | 6.11 | 2.22 | 2.22 | 0 | 733.47 | 0.05 | 0.05
287 | 287 | 2200042398211 | 398 | 398 | 2200042398220 | Redlands Farm | 0.678 | 4.52 | 1.95 | 1.95 | 0 | 796.32 | 0.05 | 0.05
288 | 288 | 2200042400882 | 399 | 399 | 2200042400891 | Tengore Lane PV | 0.667 | 4.89 | 3.88 | 3.88 | 0 | 580.45 | 0.05 | 0.05
289 | 289 | 2200042400864 | 400 | 400 | 2200042400873 | Liverton Farm | 0 | 3.73 | 2.79 | 2.79 | 0 | 364.9 | 0.05 | 0.05
290 | 290 | 2200042407860 | 401 | 401 | 2200042407879 | Yonder Parks Farm | 4.483 | 7.06 | 3.1 | 3.1 | 0 | 838.27 | 0.05 | 0.05
291 | 291 | 2200042410310 | 402 | 402 | 2200042410339 | Somerton Door | 0.657 | 3.97 | 2.49 | 2.49 | 0 | 393.79 | 0.05 | 0.05
292 | 292 | 2200042414858 | 403 | 403 | 2200042414867 | Carditch Drove | 0 | 1.36 | 2.81 | 2.81 | 0 | 380.62 | 0.05 | 0.05
293 | 293 | 2200042417798 | 404 | 404 | 2200042417803 | Capelands Farm | 0.005 | 1.48 | 1.72 | 1.72 | 0 | 371.94 | 0.05 | 0.05
294 | 294 | 2200042418791 | 405 | 405 | 2200042418807 | East Youlstone WF | 0 | 46.15 | 1.87 | 1.87 | 0 | 1846.04 | 0.05 | 0.05
295 | 295 | 2200042437359 | 406 | 406 | 2200042437368 | Francis Court Farm | 0.506 | 2.92 | 3.16 | 3.16 | 0 | 389.04 | 0.05 | 0.05
296 | 296 | 2200042443316 | 407 | 407 | 2200042443325 | Northwood | 1.675 | 1.08 | 5.06 | 5.06 | 0 | 620.44 | 0.05 | 0.05
297 | 297 | 2200042443352 | 408 | 408 | 2200042443361 | Tricky Warren | 0 | 5.18 | 2.87 | 2.87 | 0 | 404.16 | 0.05 | 0.05
298 | 298 | 2200042447000 | 409 | 409 | 2200042447019 | Iwood Lane | 0 | 1.31 | 3.52 | 3.52 | 0 | 418.01 | 0.05 | 0.05
299 | 299 | 2200042446984 | 410 | 410 | 2200042446993 | Rydon Farm | 7.282 | 13.96 | 3.22 | 3.22 | 0 | 1919.65 | 0.05 | 0.05
300 | 300 | 2200042446966 | 411 | 411 | 2200042446975 | Balls Wood | 4.326 | 0.95 | 2.74 | 2.74 | 0 | 593.84 | 0.05 | 0.05
301 | 301 | 2200042457480 | 412 | 412 | 2200042457499 | Ashlawn Farm | 0 | 6.99 | 3.93 | 3.93 | 0 | 695.92 | 0.05 | 0.05
302 | 302 | 2200042457903 | 413 | 413 | 2200042457912 | Pencoose Farm | 2.508 | 2.05 | 2.79 | 2.79 | 0 | 743.32 | 0.05 | 0.05
303 | 303 | 2200042457986 | 414 | 414 | 2200042457995 | Hawkers Farm | 0.653 | 24.56 | 3.38 | 3.38 | 0 | 604.21 | 0.05 | 0.05
304 | 304 | 2200042459557 | 415 | 415 | 2200042459566 | Hurcott | 0.189 | 1.45 | 3.21 | 3.21 | 0 | 382.23 | 0.05 | 0.05
305 | 305 | 2200042461290 | 416 | 416 | 2200042461306 | Garvinack | 2.351 | 15.6 | 3.22 | 3.22 | 0 | 719.2 | 0.05 | 0.05
306 | 306 | 2200042462179 | 417 | 417 | 2200042462188 | New Barton | 0.672 | 11.45 | 2.87 | 2.87 | 0 | 3148.02 | 0.05 | 0.05
307 | 307 | 2200042465160 | 418 | 418 | 2200042465170 | Coombeshead Farm | 3.365 | 1.08 | 3.5 | 3.5 | 0 | 413.65 | 0.05 | 0.05
308 | 308 | 2200042465189 | 419 | 419 | 2200042465198 | Walland Farm | 0 | 8.61 | 4.04 | 4.04 | 0 | 369.2 | 0.05 | 0.05
309 | 309 | 2200042467594 | 420 | 420 | 2200042467600 | Ashcombe | 7.557 | 6.5 | 3.4 | 3.4 | 0 | 395.44 | 0.05 | 0.05
310 | 310 | 2200042469875 | 421 | 421 | 2200042469893 | Newnham Farm | 4.343 | 25.98 | 2.76 | 2.76 | 0 | 2327.73 | 0.05 | 0.05
311 | 311 | 2200042473463 | 422 | 422 | 2200042473472 | Roskrow Barton PV | 2.545 | 4.47 | 3.67 | 3.67 | 0 | 660.29 | 0.05 | 0.05
312 | 312 | 2200042473445 | 423 | 423 | 2200042473454 | Parkview Solar | 3.619 | 4.18 | 3.17 | 3.17 | 0 | 423.51 | 0.05 | 0.05
313 | 313 | 2200042475169 | 424 | 424 | 2200042475178 | Towerhead Farm | 0 | 6.04 | 2.82 | 2.82 | 0 | 785.62 | 0.05 | 0.05
314 | 314 | 2200042475196 | 425 | 425 | 2200042475201 | Rookery Farm | 0 | 2.77 | 2.82 | 2.82 | 0 | 373.23 | 0.05 | 0.05
315 | 315 | 2200042475415 | 426 | 426 | 2200042475424 | Bystock Farm | 0 | 102.8 | 2.81 | 2.81 | 0 | 939.89 | 0.05 | 0.05
316 | 316 | 2200042573479 |  |  |  | Pylle PV Import Boundary | 3.47 | 3.57 | 3.78 | 3.78 | 0 | 0 | 0 | 0
317 | 317 | 2200042475823 | 428 | 428 | 2200042475832 | Burthy PV | 1.765 | 1.13 | 3.3 | 3.3 | 0 | 376.68 | 0.05 | 0.05
318 | 318 | 2200042480610 | 429 | 429 | 2200042480656 | Wilton Farm PV | 0.977 | 8.92 | 2.68 | 2.68 | 0 | 1333.89 | 0.05 | 0.05
319 | 319 | 2200042484873 | 431 | 431 | 2200042484882 | Woodmanton (Coombe) Farm | 0 | 6.02 | 2.81 | 2.81 | 0 | 716.05 | 0.05 | 0.05
320 | 320 | 2200042484846 | 432 | 432 | 2200042484855 | Higher Bye Farm | 2.005 | 4.97 | 2.83 | 2.83 | 0 | 578.47 | 0.05 | 0.05
321 | 321 | 2200042530730 | 433 | 433 | 2200042530740 | Wilton Farm WF | 0.977 | 36.16 | 1.71 | 1.71 | 0 | 361.6 | 0.05 | 0.05
322 | 322 | 2200042533411 | 434 | 434 | 2200042533420 | Denzell Downs WF | 1.86 | 33.6 | 2.61 | 2.61 | 0 | 2357.62 | 0.05 | 0.05
323 | 323 | 2200042541583 | 435 | 435 | 2200042541635 | Puriton Landfill PV_1 Rainbow | 0.779 | 2.08 | 3.47 | 3.47 | 0 | 259.67 | 0.05 | 0.05
324 | 324 | 2200042557281 | 436 | 436 | 2200042557290 | Portworthy Dams PV_1 | 4.441 | 9.48 | 3.05 | 3.05 | 0 | 474.19 | 0.05 | 0.05
325 | 325 | 2200042542754 | 437 | 437 | 2200042542763 | Wick Farm PV_1 | 0 | 0.22 | 3.24 | 3.24 | 0 | 172.31 | 0.05 | 0.05
326 | 326 | 2200042542772 | 438 | 438 | 2200042542781 | Wick Farm PV_2 | 0 | 0.22 | 3.24 | 3.24 | 0 | 191.37 | 0.05 | 0.05
327 | 327 | 2200042552600 | 439 | 439 | 2200042552646 | Batsworthy WF | 0 | 30.35 | 3.36 | 3.36 | 0 | 5463.15 | 0.05 | 0.05
328 | 328 | 2200042557306 | 440 | 440 | 2200042557315 | Portworthy Dams PV_2 | 4.441 | 9.48 | 3.05 | 3.05 | 0 | 426.77 | 0.05 | 0.05
329 | 329 | 2200042563249 | 441 | 441 | 2200042563258 | Crewkerne PV_1 | 0.199 | 1.98 | 3.13 | 3.13 | 0 | 177.99 | 0.05 | 0.05
330 | 330 | 2200042563267 | 442 | 442 | 2200042563276 | Crewkerne PV_2 | 0.199 | 1.98 | 3.13 | 3.13 | 0 | 177.99 | 0.05 | 0.05
332 | 332 | 2200042541644 | 444 | 444 | 2200042541653 | Puriton Landfill PV_2 SSB | 0.779 | 2.08 | 3.47 | 3.47 | 0 | 233.71 | 0.05 | 0.05
333 | 333 | 2200042582446 | 447 | 447 | 2200042582455 | Red Hill Farm | 0 | 4.5 | 2.84 | 2.84 | 0 | 355.44 | 0.05 | 0.05
335 | 335 | 2200042592913 | 448 | 448 | 2200042592922 | West Carclaze1 | 1.007 | 1 | 2.67 | 2.67 | 0 | 600.64 | 0.05 | 0.05
336 | 336 | 2200042592931 | 449 | 449 | 2200042592940 | West Carclaze2 | 1.007 | 1 | 2.67 | 2.67 | 0 | 600.64 | 0.05 | 0.05
600 | 600 | 2200032010850 | 601 | 601 | 2200031824542 | Imerys1(Blackpool) | 0.999 | 234.16 | 2.03 | 2.03 | 0 | 0 | 0 | 0
603 | 603 | 2200042461315 | 785 | 785 | 2200042461324 | Otterham Wind Farm | 0.012 | 21.93 | 1.45 | 1.45 | 0 | 899.15 | 0.05 | 0.05
607 | 607 | 2200042141133 | 789 | 789 | 2200042141142 | Wyld Meadow | 0.198 | 6.08 | 2.37 | 2.37 | 0 | 595.58 | 0.05 | 0.05
608 | 608 | 2200042141259 | 791 | 791 | 2200042141277 | Prince Rock | 3.577 | 2.28 | 1.55 | 1.55 | -3.815 | 582.93 | 0.05 | 0.05
612 | 612 | 2200032168607 | 765 | 765 | 2200032168616 | Bradon Farm | 0.841 | 39.01 | 2.01 | 2.01 | -1.774 | 1080.81 | 0.05 | 0.05
613 | 613 | 2200040848888 | 766 | 766 | 2200031664357 | Carland Cross | 2.487 | 1.61 | 2.25 | 2.25 | 0 | 238.45 | 0.05 | 0.05
614 | 614 | 2200030511311 | 767 | 767 | 2200031822971 | Cold Northcott | 0.868 | 4.83 | 4.04 | 4.04 | 0 | 0 | 0 | 0
615 | 615 | 2200040863404 | 768 | 768 | 2200040863399 | Forestmoor 1 | 0 | 15.18 | 1.79 | 1.79 | 0 | 0 | 0 | 0
616 | 616 | 2200040863431 | 769 | 769 | 2200040863422 | Forestmoor 2 | 0 | 27.84 | 1.79 | 1.79 | 0 | 0 | 0 | 0
617 | 617 | 2200030109831 | 770 | 770 | 2200031823558 | Four Burrows | 2.435 | 6.39 | 2.3 | 2.3 | 0 | 0 | 0 | 0
618 | 618 | 2200042384194 | 783 | 783 | 2200042384200 | Canworthy PV | 0 | 5.58 | 1.71 | 1.71 | 0 | 915.5 | 0.05 | 0.05
619 | 619 | 2200030112133 | 775 | 775 | 2200031823530 | St Breock | 0.818 | 7.87 | 3.12 | 3.12 | 0 | 229.45 | 0.05 | 0.05
620 | 620 | 2200030348790 | 723 | 723 | 2200042334148 | DML - Central | 2.615 | 1442.5 | 4.94 | 4.94 | -2.869 | 1814.51 | 0.05 | 0.05
623 | 623 |  | 748 | 748 |  | Denbrook WF | 0 | 27.03 | 1.66 | 1.66 | 0 | 2630.41 | 0.05 | 0.05
624 | 624 | 2200041804437 | 747 | 747 | 2200041804446 | Hayle Wave Hub | 16.316 | 9.88 | 1.74 | 1.74 | 0 | 592.89 | 0.05 | 0.05
625 | 625 | 2200031995530 | 741 | 741 | 2200032024222 | Marsh Barton | 0.001 | 7.19 | 1.79 | 1.79 | 0 | 0 | 0 | 0
626 | 626 | 2200040571113 | 752 | 752 | 2200040571122 | Connon Bridge | 1.206 | 10.15 | 2.69 | 2.69 | -0.894 | 212.19 | 0.05 | 0.05
627 | 627 | 2200040979020 | 753 | 753 | 2200040979039 | Chelson | 3.581 | 12.81 | 1.42 | 1.42 | -3.98 | 384.16 | 0.05 | 0.05
628 | 628 | 2200041957685 | 754 | 754 | 2200041253506 | Darracott | 0 | 72.37 | 2.46 | 2.46 | 0 | 369.06 | 0.05 | 0.05
629 | 629 | 2200040164245 | 764 | 764 | 2200040164254 | Bears Down | 1.889 | 1.81 | 2.48 | 2.48 | 0 | 0 | 0 | 0
632 | 632 | 2200040473921 | 757 | 757 | 2200040473940 | St Day | 3.255 | 22.17 | 1.6 | 1.6 | -1.223 | 180.63 | 0.05 | 0.05
633 | 633 | 2200041499771 | 758 | 758 | 2200041499762 | Shooters Bottom | 3.425 | 8.99 | 1.79 | 1.79 | 0 | 513.54 | 0.05 | 0.05
634 | 634 | 2200041625596 | 760 | 760 | 2200041625587 | Heathfield | 7.444 | 17.65 | 1.93 | 1.93 | -9.057 | 352.98 | 0.05 | 0.05
635 | 635 | 2200041845860 | 761 | 761 | 2200041845850 | Goonhilly | 2.72 | 6.34 | 2.35 | 2.35 | 0 | 507.16 | 0.05 | 0.05
636 | 636 | 2200041786674 | 762 | 762 | 2200041786683 | Delabole | 0.839 | 6.89 | 2.6 | 2.6 | 0 | 633.67 | 0.05 | 0.05
637 | 637 | 2200041930489 | 763 | 763 | 2200041930498 | Fullabrook | 0 | 315.8 | 1.67 | 1.67 | 0 | 27424.99 | 0.05 | 0.05
638 | 638 | 2200042385300 |  |  |  | Hemerdon Mine | 3.779 | 357.85 | 4.11 | 4.11 | 0 | 0 | 0 | 0
639 | 639 | 2200042142094 | 724 | 724 | 2200042142410 | Trenoweth Farm | 1.048 | 2.56 | 6.17 | 6.17 | 0 | 738.61 | 0.05 | 0.05
640 | 640 | 2200030348639 2200040237104 |  |  |  | Rolls Royce TT | 2.339 | 117.08 | 1.17 | 1.17 | 0 | 0 | 0 | 0
642 | 642 | 2200042142439 | 725 | 725 | 2200042142457 | Woodland Barton PV 33kV Gen | 1.109 | 7.84 | 2.44 | 2.44 | 0 | 784.4 | 0.05 | 0.05
643 | 643 | 2200041978773 | 726 | 726 | 2200041978782 | Manor PV Farm 33kV | 1.066 | 2.62 | 2.82 | 2.82 | 0 | 364.05 | 0.05 | 0.05
644 | 644 | 2200041978852 | 727 | 727 | 2200041978861 | Churchtown Farm PV 33kV | 14.941 | 2.67 | 2.87 | 2.87 | 0 | 371.15 | 0.05 | 0.05
645 | 645 | 2200041978791 | 728 | 728 | 2200041978807 | Trenouth PV 33kV | 1.907 | 10.58 | 2.96 | 2.96 | 0 | 846.14 | 0.05 | 0.05
647 | 647 | 2200041979874 | 732 | 732 | 2200041979883 | Howton Farm PV 33kV | 0.721 | 2.6 | 3.82 | 3.82 | 0 | 371.62 | 0.05 | 0.05
649 | 649 |  | 734 | 734 |  | Newton Downs Farm | 4.396 | 33.7 | 2.78 | 2.78 | 0 | 732.58 | 0.05 | 0.05
650 | 650 | 2200030346906 2200030346998 |  |  |  | BAE Systems (ROF) | 0.48 | 491.4 | 1.43 | 1.43 | 0 | 0 | 0 | 0
652 | 652 | 2200041978728 | 735 | 735 | 2200041978737 | East Langford PV 33kV | 0 | 2.95 | 3.21 | 3.21 | 0 | 420.76 | 0.05 | 0.05
653 | 653 | 2200042194279 | 736 | 736 | 2200042194288 | NINNIS PV 33kV Gen | 1.063 | 5.84 | 2.18 | 2.18 | 0 | 579.35 | 0.05 | 0.05
654 | 654 | 2200042208824 | 737 | 737 | 2200042208833 | Willsland PV 33kV Gen | 0 | 2.82 | 3.26 | 3.26 | 0 | 372.57 | 0.05 | 0.05
655 | 655 | 2200042141151 | 738 | 738 | 2200042141160 | Eastcombe PV 33kV Gen | 0 | 4.02 | 2.93 | 2.93 | 0 | 513.47 | 0.05 | 0.05
656 | 656 | 2200042172879 | 739 | 739 | 2200042172888 | Bratton Flemming PV | 0.006 | 3.85 | 2.25 | 2.25 | 0 | 385.36 | 0.05 | 0.05
657 | 657 | 2200042196736 | 740 | 740 | 2200042196745 | Beaford Brook PV | 0 | 1.94 | 4.79 | 4.79 | 0 | 388.56 | 0.05 | 0.05
658 | 658 | 2200042206604 | 742 | 742 | 2200042206613 | Park Wall PV | 0.733 | 1.85 | 2.56 | 2.56 | 0 | 369.18 | 0.05 | 0.05
659 | 659 | 2200042198501 | 743 | 743 | 2200042198520 | Bradford Solar Park | 0 | 15.66 | 2.07 | 2.07 | 0 | 1565.59 | 0.05 | 0.05
662 | 662 | 2200041982938 | 744 | 744 | 2200041982947 | Causilgey PV 33kV Gen | 2.379 | 2.24 | 4.16 | 4.16 | 0 | 403.36 | 0.05 | 0.05
663 | 663 | 2200042042966 | 745 | 745 | 2200042042975 | Beechgrove Farm PV 33kV | 0.198 | 1.15 | 3.97 | 3.97 | 0 | 369.24 | 0.05 | 0.05
664 | 664 | 2200041857484 | 772 | 772 | 2200031825680 | Isles of Scilly | 14.16 | 23.42 | 2.07 | 2.07 | 0 | 0 | 0 | 0
665 | 665 | 2200042019345 | 666 | 666 | 2200042019354 | BLACKDITCH 33kV | 0.791 | 0.42 | 12.62 | 12.62 | 0 | 357.44 | 0.05 | 0.05
669 | 669 | 2200030348718 | 806 | 806 | 2200041310085 | Avonmouth Docks Boundary | 0.255 | 1384.95 | 3.34 | 3.34 | 0 | 0 | 0 | 0
673 | 673 | 2200042534070 | 586 | 586 | 2200042534080 | CERC St Dennis | 0 | 2045.57 | 2.24 | 2.24 | 0 | 8946.9 | 0.05 | 0.05
674 | 674 | 2200042538720 | 587 | 587 | 2200042538749 | Severnside Energy Recovery Centre | 0 | 936.68 | 2.24 | 2.24 | 0 | 7901.74 | 0.05 | 0.05
690 | 690 | 2200030348620 |  |  |  | Norbora | 0 | 421.5 | 7.74 | 7.74 | 0 | 0 | 0 | 0
692 | 692 | 2200030349084 |  |  |  | SWW Tamar | 0.518 | 1933.23 | 3.15 | 3.15 | 0 | 0 | 0 | 0
694 | 694 | 2200030349075 | 693 | 693 | 2200031824213 | SWW Roadford | 0 | 511.22 | 5.7 | 5.7 | -1.224 | 204.49 | 0.05 | 0.05
695 | 695 | 2200030348319 2200030348328 |  |  |  | ST Regis | 2.136 | 1924.35 | 7.6 | 7.6 | 0 | 0 | 0 | 0
696 | 696 | 2200030347928 |  |  |  | Tarmac | 0 | 537.44 | 4.35 | 4.35 | 0 | 0 | 0 | 0
697 | 697 | 2200030348026 2200030348035 |  |  |  | Abbeywood | 1.418 | 234.16 | 3.94 | 3.94 | 0 | 0 | 0 | 0
698 | 698 | 2200030347101 |  |  |  | HewlettPackard | 2.288 | 234.16 | 4.19 | 4.19 | 0 | 0 | 0 | 0
699 | 699 | 2200030354118 |  |  |  | Blagdon | 0.716 | 117.08 | 4.01 | 4.01 | 0 | 0 | 0 | 0
700 | 700 | 2200031997477 2200031997529 |  |  |  | BristolAirport | 2.883 | 234.16 | 7.68 | 7.68 | 0 | 0 | 0 | 0
701 | 701 | 2200031846059 | 808 | 808 | 2200031824747 | BGasHallen | 2.247 | 4165.62 | 3.89 | 3.89 | 0 | 0 | 0 | 0
702 | 702 | 2200030349260 | 807 | 807 | 2200041310094 | Portbury Dock | 2.685 | 627.22 | 3.36 | 3.36 | 0 | 192.35 | 0.05 | 0.05
703 | 703 | 2200030348470 | 795 | 795 | 2200042430770 | Whatley Quarry | 3.745 | 58.54 | 2.31 | 2.31 | -3.745 | 58.54 | 0.05 | 0.05
704 | 704 | 2200030349093 |  |  |  | FalmouthDocks | 2.902 | 234.16 | 5.5 | 5.5 | 0 | 0 | 0 | 0
705 | 705 | 2200040661200 2200040661219 |  |  |  | AstraZeneca | 0.01 | 4783.07 | 1.81 | 1.81 | 0 | 0 | 0 | 0
706 | 706 | 2200040468930 |  |  |  | DairyCrestDavidstow | 6.359 | 1119.5 | 7.45 | 7.45 | 0 | 0 | 0 | 0
707 | 707 | 2200041209970 | 809 | 809 | 2200041209989 | Hemyock (Broadpath LF) | 1.699 | 5.58 | 1.68 | 1.68 | -1.699 | 111.51 | 0.05 | 0.05
708 | 708 | 2200030348373 | 794 | 794 | 2200031824524 | Imerys(Torycombe) | 4.875 | 127.56 | 2.84 | 2.84 | -4.894 | 106.6 | 0.05 | 0.05
709 | 709 | 2200030346710 2200032196710 | 722 | 722 | 2200041987314 2200041987323 | Royal United Hospital | 10.93 | 134.52 | 2.81 | 2.81 | -10.968 | 99.64 | 0.05 | 0.05
713 | 713 | 2200042194640 | 776 | 776 | 2200042103449 | Avonmouth BCC WF 33kV Gen | 0 | 14.34 | 1.33 | 1.33 | 0 | 597.34 | 0.05 | 0.05
714 | 714 | 2200042108127 | 777 | 777 | 2200042108289 | Bodiniel PV Park 33kV Gen | 0.808 | 2.75 | 3.55 | 3.55 | 0 | 457.9 | 0.05 | 0.05
715 | 715 | 2200042385453 | 778 | 778 | 2200042385462 | Garlenick WF 33kV | 1.165 | 52.46 | 1.62 | 1.62 | 0 | 2098.24 | 0.05 | 0.05
716 | 716 | 2200042165037 | 779 | 779 | 2200042165046 | Warleigh Barton PV 33kV Gen | 0.373 | 3.46 | 1.72 | 1.72 | 0 | 484.48 | 0.05 | 0.05
717 | 717 | 2200042171449 | 780 | 780 | 2200042171458 | Winnards Perch PV 33kV Gen | 1.881 | 10.12 | 3.59 | 3.59 | 0 | 590.3 | 0.05 | 0.05
718 | 718 | 2200042356276 | 781 | 781 | 2200042356285 | Galsworthy WF | 0.006 | 90.3 | 1.44 | 1.44 | 0 | 830.78 | 0.05 | 0.05
720 | 720 | 2200030348986 |  |  |  | Airbus UK Ltd | 1.196 | 468.32 | 2.86 | 2.86 | 0 | 0 | 0 | 0
750 | 750 | 2200032138124 | 751 | 751 | 2200032050436 | RR Power Development | 0 | 888.42 | 2.31 | 2.31 | 0 | 0 | 0 | 0
759 | 759 | 2200041527904 |  |  |  | Langage | 4.607 | 506.71 | 1.41 | 1.41 | 0 | 0 | 0 | 0
797 | 797 | 2200030348452 | 804 | 804 | 2200031824551 | Imerys5(Drinnick) | 2.074 | 328.31 | 4.12 | 4.12 | 0 | 0 | 0 | 0
798 | 798 | 2200030348382 | 803 | 803 | 2200030347690 | Imerys4(Bugle) | 1.28 | 253.15 | 3.76 | 3.76 | 0 | 0 | 0 | 0
799 | 799 | 2200032010879 | 801 | 801 | 2200031824738 | Imerys3(Trebal) | 0.992 | 1023.41 | 1.93 | 1.93 | 0 | 0 | 0 | 0
800 | 800 | 2200030348666 | 802 | 802 | 2200031824490 | Imerys6(Par) | 1.203 | 87.44 | 1.72 | 1.72 | 0 | 0 | 0 | 0
805 | 805 | 2200030349242 | 733 | 733 | 2200042334139 | DML - North | 2.616 | 6147.62 | 4.48 | 4.48 | 0 | 0 | 0 | 0
810 | 810 | 2200042163484 | 790 | 790 | 2200042163493 | Marley Thatch PV | 3.325 | 2.15 | 3.09 | 3.09 | 0 | 365.46 | 0.05 | 0.05
811 | 811 | 2200041648681 2200041648690 2200042093766 | 793 | 793 | 2200042093720 2200042093739 2200042093757 | Bristol Royal Infirmary | 0.568 | 406.12 | 3.75 | 3.75 | -0.874 | 296.36 | 0.05 | 0.05
812 | 812 | 2200042276123 2200042276132 2200042276141 |  |  |  | Bristol University | 0.568 | 702.49 | 4.17 | 4.17 | 0 | 0 | 0 | 0
815 | 815 | 2200042163410 | 792 | 792 | 2200042163457 | Burrowton Farm PV | 0 | 4.81 | 2.23 | 2.23 | 0 | 655.7 | 0.05 | 0.05
816 | 816 | 2200042165055 | 900 | 900 | 2200042165064 | Callington Solar | 0.815 | 3.65 | 3.42 | 3.42 | 0 | 383.65 | 0.05 | 0.05
817 | 817 | 2200042165073 | 901 | 901 | 2200042165082 | Hope Solar | 14.945 | 5.85 | 2.31 | 2.31 | 0 | 613.82 | 0.05 | 0.05
818 | 818 | 2200042172043 | 903 | 903 | 2200042172052 | NES Kingsweston Lane | 0 | 97.91 | 1.53 | 1.53 | -0.225 | 391.64 | 0.05 | 0.05
820 | 820 | 2200042169714 | 905 | 905 | 2200042169723 | Slade Farm PV | 4.561 | 2.88 | 3.67 | 3.67 | 0 | 434.79 | 0.05 | 0.05
821 | 821 | 2200042171183 | 906 | 906 | 2200042171192 | Rew Farm PV | 1.164 | 2.59 | 3.37 | 3.37 | 0 | 445 | 0.05 | 0.05
822 | 822 | 2200042171208 | 907 | 907 | 2200042171226 | Higher Trenhayle PV | 16.586 | 3.03 | 2.71 | 2.71 | 0 | 363.75 | 0.05 | 0.05
823 | 823 | 2200042171244 | 908 | 908 | 2200042171253 | Middle Treworder PV | 0.814 | 0.81 | 7.1 | 7.1 | 0 | 396.72 | 0.05 | 0.05
824 | 824 | 2200042171616 | 909 | 909 | 2200042171625 | Penhale Farm PV | 0.818 | 7.12 | 3.04 | 3.04 | 0 | 426.9 | 0.05 | 0.05
825 | 825 | 2200042172512 | 910 | 910 | 2200042172521 | Ayshford Court PV | 1.149 | 1.23 | 2.64 | 2.64 | 0 | 372.99 | 0.05 | 0.05
826 | 826 | 2200042172920 | 911 | 911 | 2200042172930 | West Hill PV | 0 | 14.39 | 3.01 | 3.01 | 0 | 1939.83 | 0.05 | 0.05
827 | 827 | 2200042172897 | 912 | 912 | 2200042172902 | Knockworthy Farm PV | 0 | 3.26 | 3.13 | 3.13 | 0 | 361.84 | 0.05 | 0.05
828 | 828 | 2200042218673 2200042218682 |  |  |  | University of Bath | 9.827 | 3101.22 | 4.44 | 4.44 | 0 | 0 | 0 | 0
829 | 829 | 2200042174272 | 914 | 914 | 2200042174281 | Trekenning Farm PV | 1.247 | 14.21 | 2.83 | 2.83 | 0 | 1695 | 0.05 | 0.05
830 | 830 | 2200042184369 | 915 | 915 | 2200042184378 | Four Burrows PV | 2.455 | 2.63 | 3.14 | 3.14 | 0 | 363.6 | 0.05 | 0.05
833 | 833 | 2200042191756 | 918 | 918 | 2200042191765 | Halse Farm PV | 0 | 0.97 | 3.94 | 3.94 | 0 | 364.56 | 0.05 | 0.05
834 | 834 | 2200042192750 | 919 | 919 | 2200042192769 | Hatchlands Farm PV | 3.289 | 8.31 | 2.34 | 2.34 | 0 | 461.48 | 0.05 | 0.05
835 | 835 | 2200042193879 | 920 | 920 | 2200042193888 | Higher Trevartha PV | 0.968 | 9.13 | 2.54 | 2.54 | 0 | 602.28 | 0.05 | 0.05
837 | 837 | 2200042194047 | 922 | 922 | 2200042194056 | Ford Farm PV | 0.932 | 4.95 | 2.5 | 2.5 | 0 | 371.22 | 0.05 | 0.05
839 | 839 | 2200042345993 | 924 | 924 | 2200042346000 | Trequite | 0.961 | 2.06 | 4.8 | 4.8 | 0 | 679.79 | 0.05 | 0.05
841 | 841 | 2200042193735 | 926 | 926 | 2200042193744 | Higher Tregarne PV | 2.532 | 2.59 | 7.04 | 7.04 | 0 | 833.02 | 0.05 | 0.05
842 | 842 | 2200042195592 | 927 | 927 | 2200042195608 | Higher North Beer PV | 0 | 0.54 | 5.39 | 5.39 | 0 | 379.29 | 0.05 | 0.05
843 | 843 | 2200042196781 | 928 | 928 | 2200042196790 | Horsacott PV | 0 | 1.3 | 3.56 | 3.56 | 0 | 369.72 | 0.05 | 0.05
844 | 844 | 2200042201252 | 929 | 929 | 2200042201261 | Langunnett PV | 1.034 | 10.53 | 2.28 | 2.28 | 0 | 997.47 | 0.05 | 0.05
845 | 845 | 2200042201270 | 930 | 930 | 2200042201280 | Trefinnick Farm PV | 0.827 | 10.88 | 3.31 | 3.31 | 0 | 907 | 0.05 | 0.05
846 | 846 | 2200042202939 | 931 | 931 | 2200042202948 | Little Trevease Farm PV | 2.495 | 4.2 | 2.47 | 2.47 | 0 | 403.1 | 0.05 | 0.05
847 | 847 | 2200042432625 | 932 | 932 | 2200042432634 | Marksbury | 3.416 | 6 | 2.94 | 2.94 | 0 | 478.77 | 0.05 | 0.05
848 | 848 | 2200042202975 | 933 | 933 | 2200042202984 | Cobbs Cross | 0.737 | 1.91 | 3.25 | 3.25 | 0 | 382.28 | 0.05 | 0.05
849 | 849 | 2200042204652 | 934 | 934 | 2200042204661 | Newlands Farm | 0.199 | 2.05 | 3.25 | 3.25 | 0 | 403.39 | 0.05 | 0.05
850 | 850 | 2200042206580 | 935 | 935 | 2200042206599 | CRICKET ST THOMAS | 0.191 | 13.19 | 1.99 | 1.99 | 0 | 395.75 | 0.05 | 0.05
851 | 851 | 2200042206622 | 936 | 936 | 2200042206631 | Parsonage Barn | 0.189 | 13.09 | 2.13 | 2.13 | 0 | 916.48 | 0.05 | 0.05
852 | 852 | 2200042208806 | 937 | 937 | 2200042208815 | Hewas PV | 1.21 | 5.87 | 2.53 | 2.53 | 0 | 586.76 | 0.05 | 0.05
853 | 853 | 2200042208842 | 938 | 938 | 2200042208851 | CRINACOTT PV | 0 | 8.74 | 2.57 | 2.57 | 0 | 766.87 | 0.05 | 0.05
854 | 854 | 2200042214711 | 939 | 939 | 2200042214720 | Penare Farm | 2.333 | 8.18 | 2.21 | 2.21 | 0 | 349.68 | 0.05 | 0.05
855 | 855 | 2200042214730 | 940 | 940 | 2200042214749 | Aller Court | 0.681 | 3.72 | 3.41 | 3.41 | 0 | 394.05 | 0.05 | 0.05
857 | 857 | 2200042214943 | 942 | 942 | 2200042214952 | Stonebarrow | 0.199 | 4.81 | 2.09 | 2.09 | 0 | 396.54 | 0.05 | 0.05
858 | 858 | 2200042215088 | 943 | 943 | 2200042215097 | Whitley Farm | 0.66 | 6.7 | 2.46 | 2.46 | 0 | 536.22 | 0.05 | 0.05
859 | 859 | 2200042215246 | 944 | 944 | 2200042215255 | New Rendy Farm | 0 | 4.5 | 2.1 | 2.1 | 0 | 367.32 | 0.05 | 0.05
860 | 860 | 2200042216843 | 945 | 945 | 2200042216852 | Tregassow | 2.389 | 2.02 | 4.08 | 4.08 | 0 | 504.93 | 0.05 | 0.05
861 | 861 | 2200042218405 | 946 | 946 | 2200042218414 | Pitworthy | 0 | 10.27 | 5.07 | 5.07 | 0 | 2102.93 | 0.05 | 0.05
862 | 862 | 2200042224250 | 947 | 947 | 2200042224269 | Foxcombe PV | 0 | 1.85 | 3.44 | 3.44 | 0 | 369.58 | 0.05 | 0.05
863 | 863 | 2200042224278 | 948 | 948 | 2200042224287 | Rexon Cross PV Farm | 0 | 2.7 | 3.11 | 3.11 | 0 | 377.51 | 0.05 | 0.05
864 | 864 | 2200042242880 | 949 | 949 | 2200042242899 | Hazard Farm PV | 3.277 | 3.08 | 3.46 | 3.46 | 0 | 610.37 | 0.05 | 0.05
865 | 865 | 2200042244673 | 950 | 950 | 2200042244682 | Luscott Barton | 0 | 1.74 | 5.87 | 5.87 | 0 | 376.07 | 0.05 | 0.05
866 | 866 | 2200042254120 | 951 | 951 | 2200042254139 | Grange Farm PV | 0 | 6.31 | 2.24 | 2.24 | 0 | 631.33 | 0.05 | 0.05
867 | 867 | 2200042352174 | 952 | 952 | 2200042352183 | Derriton Fields | 0 | 13.25 | 2.84 | 2.84 | 0 | 2102.23 | 0.05 | 0.05
868 | 868 | 2200042278478 | 953 | 953 | 2200042278487 | Cleave Farm | 0 | 14.93 | 3.38 | 3.38 | 0 | 1188.53 | 0.05 | 0.05
869 | 869 | 2200042342032 | 954 | 954 | 2200042342041 | Woolavington | 0.685 | 5.9 | 2.13 | 2.13 | 0 | 688.52 | 0.05 | 0.05
870 | 870 | 2200042342060 | 955 | 955 | 2200042342079 | Trehawke Farm | 0.977 | 16.24 | 2.03 | 2.03 | 0 | 1642.28 | 0.05 | 0.05
871 | 871 | 2200042278751 | 956 | 956 | 2200042278760 | Higher Berechapel Farm | 0.184 | 194.43 | 1.65 | 1.65 | -1.076 | 404.24 | 0.05 | 0.05
872 | 872 | 2200042278947 | 957 | 957 | 2200042278956 | Bommertown | 0 | 6.26 | 3.02 | 3.02 | 0 | 425.61 | 0.05 | 0.05
873 | 873 | 2200042349739 | 958 | 958 | 2200042349748 | Carloggas Farm | 1.208 | 26.05 | 1.96 | 1.96 | 0 | 940.81 | 0.05 | 0.05
874 | 874 | 2200042279755 | 959 | 959 | 2200042279764 | Hexworthy PV | 0.859 | 5.26 | 4.34 | 4.34 | 0 | 1051.01 | 0.05 | 0.05
961 | 961 | 2200030348090 |  |  |  | Sims Avonmouth | 0.255 | 0 | 3.34 | 3.34 | 0 | 0 | 0 | 0
962 | 962 | 2200030348105 |  |  |  | Flour Mills Avonmouth | 0.255 | 0 | 3.34 | 3.34 | 0 | 0 | 0 | 0
7158I | 7158 | 7158 | 7158E | 7158 | 7158 | Huntworth | 0.733 | 3.38 | 1.97 | 1.97 | 0 | 0 | 0 | 0
7293I | 7293 | 7293 |  |  |  | Alveston Hammerly Down | 0.133 | 0 | 2.46 | 2.46 | 0 | 0 | 0 | 0
|  |  | 427 | 427 | 2200042573488 | Pylle PV Site 1 | 0 | 0 | 0 | 0 | 0 | 357.18 | 0.05 | 0.05
|  |  | 445 | 445 | 2200042573502 | Pylle PV Site 2 | 0 | 0 | 0 | 0 | 0 | 357.18 | 0.05 | 0.05
New Import 1 | New Import 1 | New Import 1 | New Export 1 | New Export 1 | New Export 1 | St Stephen (Hay Farm) | 1.126 | 2.97 | 2.85 | 2.85 | 0 | 395.84 | 0.05 | 0.05
New Import 2 | New Import 2 | New Import 2 | New Export 2 | New Export 2 | New Export 2 | Aller Farm | 2.012 | 2.92 | 2.78 | 2.78 | 0 | 993.48 | 0.05 | 0.05
New Import 3 | New Import 3 | New Import 3 | New Export 3 | New Export 3 | New Export 3 | Bodwen | 1.056 | 3.16 | 2.83 | 2.83 | 0 | 631.58 | 0.05 | 0.05
New Import 4 | New Import 4 | New Import 4 | New Export 4 | New Export 4 | New Export 4 | Butteriss Downs | 2.489 | 20.61 | 2.72 | 2.72 | 0 | 580.87 | 0.05 | 0.05
New Import 5 | New Import 5 | New Import 5 | New Export 5 | New Export 5 | New Export 5 | Carnemough Farm | 1.705 | 4.61 | 3.31 | 3.31 | 0 | 768.48 | 0.05 | 0.05
New Import 6 | New Import 6 | New Import 6 | New Export 6 | New Export 6 | New Export 6 | Credacott (CEDAR) | 0.022 | 6.6 | 2.44 | 2.44 | 0 | 914.48 | 0.05 | 0.05
New Import 7 | New Import 7 | New Import 7 | New Export 7 | New Export 7 | New Export 7 | Dunsland Cross WF | 0 | 3.85 | 2.03 | 2.03 | 0 | 531.69 | 0.05 | 0.05
New Import 8 | New Import 8 | New Import 8 | New Export 8 | New Export 8 | New Export 8 | Lanyon Solar Farm | 16.319 | 42.45 | 2.97 | 2.97 | 0 | 2584.19 | 0.05 | 0.05
New Import 9 | New Import 9 | New Import 9 | New Export 9 | New Export 9 | New Export 9 | Marlands Field | 4.395 | 15.28 | 2.79 | 2.79 | 0 | 855.59 | 0.05 | 0.05
New Import 10 | New Import 10 | New Import 10 | New Export 10 | New Export 10 | New Export 10 | Martin Solar Farm | 0.206 | 11.6 | 3.55 | 3.55 | 0 | 1623.35 | 0.05 | 0.05
New Import 11 | New Import 11 | New Import 11 | New Export 11 | New Export 11 | New Export 11 | Shepherds Farm | 0.504 | 6.22 | 3.12 | 3.12 | 0 | 659.12 | 0.05 | 0.05
672 | 672 | 2200042420870 | 585 | 585 | 2200042420889 | Northmoor Boundary | 0 | 12.68 | 2.44 | 2.44 | 0 | 908.4 | 0.05 | 0.05
New Import 12 | New Import 12 | New Import 12 | New Export 12 | New Export 12 | New Export 12 | Stoneshill Farm | 1.147 | 0.74 | 3.44 | 3.44 | 0 | 736.25 | 0.05 | 0.05
New Import 13 | New Import 13 | New Import 13 | New Export 13 | New Export 13 | New Export 13 | Tredown Farm | 0.401 | 82.51 | 6.15 | 6.15 | 0 | 371.31 | 0.05 | 0.05
New Import 14 | New Import 14 | New Import 14 | New Export 14 | New Export 14 | New Export 14 | Trendeal Solar Park | 1.786 | 3.58 | 3.31 | 3.31 | 0 | 1720.55 | 0.05 | 0.05
New Import 15 | New Import 15 | New Import 15 | New Export 15 | New Export 15 | New Export 15 | West Venn Farm PV | 0 | 1.34 | 2.67 | 2.67 | 0 | 376.46 | 0.05 | 0.05
New Import 16 | New Import 16 | New Import 16 | New Export 16 | New Export 16 | New Export 16 | Appletree Farm | 7.601 | 6.72 | 3.44 | 3.44 | 0 | 672.49 | 0.05 | 0.05
334 | 334 | 2200042574222 | 446 | 446 | 2200042574231 | Chelwood | 3.413 | 9 | 2.93 | 2.93 | 0 | 800.01 | 0.05 | 0.05
New Import 17 | New Import 17 | New Import 17 | New Export 17 | New Export 17 | New Export 17 | Crowpitts | 0 | 4.5 | 3.38 | 3.38 | 0 | 477.25 | 0.05 | 0.05
New Import 18 | New Import 18 | New Import 18 | New Export 18 | New Export 18 | New Export 18 | Dunsmoore Farm | 1.15 | 11.02 | 4.18 | 4.18 | 0 | 1101.96 | 0.05 | 0.05
New Import 19 | New Import 19 | New Import 19 | New Export 19 | New Export 19 | New Export 19 | Fitzwarren Farm | 0 | 1.93 | 2.74 | 2.74 | 0 | 735.25 | 0.05 | 0.05
New Import 20 | New Import 20 | New Import 20 | New Export 20 | New Export 20 | New Export 20 | Glastonbury Norwood | 0.649 | 4.42 | 3.36 | 3.36 | 0 | 397.52 | 0.05 | 0.05
New Import 21 | New Import 21 | New Import 21 | New Export 21 | New Export 21 | New Export 21 | Helston | 2.629 | 6.96 | 3.52 | 3.52 | 0 | 580.15 | 0.05 | 0.05
New Import 22 | New Import 22 | New Import 22 | New Export 22 | New Export 22 | New Export 22 | Higher Humber Farm | 7.401 | 0.97 | 3.05 | 3.05 | 0 | 371.98 | 0.05 | 0.05
New Import 23 | New Import 23 | New Import 23 | New Export 23 | New Export 23 | New Export 23 | Howgrove | 0 | 0.77 | 3.44 | 3.44 | 0 | 580.75 | 0.05 | 0.05
New Import 24 | New Import 24 | New Import 24 | New Export 24 | New Export 24 | New Export 24 | Lodge Farm | 3.379 | 4.5 | 2.82 | 2.82 | 0 | 1891.79 | 0.05 | 0.05
New Import 25 | New Import 25 | New Import 25 | New Export 25 | New Export 25 | New Export 25 | Nancrossa | 2.497 | 1.67 | 2.83 | 2.83 | 0 | 418.22 | 0.05 | 0.05
New Import 26 | New Import 26 | New Import 26 | New Export 26 | New Export 26 | New Export 26 | Old Stone Farm | 4.502 | 4.27 | 3.65 | 3.65 | 0 | 401.65 | 0.05 | 0.05
New Import 27 | New Import 27 | New Import 27 | New Export 27 | New Export 27 | New Export 27 | Place Barton Farm | 3.376 | 4.45 | 3.44 | 3.44 | 0 | 395.4 | 0.05 | 0.05
New Import 28 | New Import 28 | New Import 28 | New Export 28 | New Export 28 | New Export 28 | Stonemead Farm | 0.659 | 23.55 | 3.53 | 3.53 | 0 | 1535.75 | 0.05 | 0.05
New Import 29 | New Import 29 | New Import 29 | New Export 29 | New Export 29 | New Export 29 | Water Lane B | 0.958 | 4.21 | 1.77 | 1.77 | -1.288 | 879.79 | 0.05 | 0.05
New Import 30 | New Import 30 | New Import 30 | New Export 30 | New Export 30 | New Export 30 | Withy Drove | 0.684 | 5.25 | 2.92 | 2.92 | 0 | 1154.96 | 0.05 | 0.05
New Import 31 | New Import 31 | New Import 31 | New Export 31 | New Export 31 | New Export 31 | Yelland | 0 | 6.56 | 2.81 | 2.81 | -1.108 | 590.74 | 0.05 | 0.05
New Import 32 | New Import 32 | New Import 32 | New Export 32 | New Export 32 | New Export 32 | Cattedown | 3.498 | 9.46 | 1.73 | 1.73 | -3.736 | 713.04 | 0.05 | 0.05
New Import 33 | New Import 33 | New Import 33 | New Export 33 | New Export 33 | New Export 33 | New England Quarry | 4.373 | 25.78 | 2.79 | 2.79 | 0 | 336.25 | 0.05 | 0.05
New Import 34 | New Import 34 | New Import 34 | New Export 34 | New Export 34 | New Export 34 | Trerule Farm | 0.961 | 3.79 | 2.75 | 2.75 | 0 | 757.33 | 0.05 | 0.05
New Import 35 | New Import 35 | New Import 35 | New Export 35 | New Export 35 | New Export 35 | Black Ditch WF | 0.73 | 35.21 | 3.29 | 3.29 | 0 | 3239.35 | 0.05 | 0.05
New Import 36 | New Import 36 | New Import 36 | New Export 36 | New Export 36 | New Export 36 | Lawrence Weston | 0 | 70.24 | 2.72 | 2.72 | 0 | 1011.44 | 0.05 | 0.05
New Import 37 | New Import 37 | New Import 37 | New Export 37 | New Export 37 | New Export 37 | Quartley Farm | 1.14 | 7.49 | 3.61 | 3.61 | 0 | 374.49 | 0.05 | 0.05
New Import 38 | New Import 38 | New Import 38 | New Export 38 | New Export 38 | New Export 38 | Sandhill Farm | 0 | 3.59 | 2.74 | 2.74 | 0 | 430.28 | 0.05 | 0.05
New Import 39 | New Import 39 | New Import 39 | New Export 39 | New Export 39 | New Export 39 | Wiseburrow | 0 | 0.76 | 2.84 | 2.84 | 0 | 381.22 | 0.05 | 0.05
New Import 40 | New Import 40 | New Import 40 | New Export 40 | New Export 40 | New Export 40 | Hammond Court Farm | 1.659 | 19.79 | 2.74 | 2.74 | 0 | 3298.67 | 0.05 | 0.05
New Import 41 | New Import 41 | New Import 41 | New Export 41 | New Export 41 | New Export 41 | Makro Exeter | 0.953 | 29.36 | 2.48 | 2.48 | -1.28 | 1174.56 | 0.05 | 0.05
New Import 42 | New Import 42 | New Import 42 | New Export 42 | New Export 42 | New Export 42 | Great Houndbeare 2 | 0 | 1.77 | 3.15 | 3.15 | 0 | 1357.99 | 0.05 | 0.05
New Import 43 | New Import 43 | New Import 43 | New Export 43 | New Export 43 | New Export 43 | Ernesettle Biomass | 0.661 | 44 | 2.37 | 2.37 | -0.725 | 879.92 | 0.05 | 0.05
New Import 44 | New Import 44 | New Import 44 | New Export 44 | New Export 44 | New Export 44 | The Barton | 0 | 7.71 | 2.63 | 2.63 | 0 | 4318.63 | 0.05 | 0.05
New Import 45 | New Import 45 | New Import 45 | New Export 45 | New Export 45 | New Export 45 | Higher Oatley Farm | 2.018 | 10.06 | 2.83 | 2.83 | 0 | 1006.29 | 0.05 | 0.05
New Import 46 | New Import 46 | New Import 46 | New Export 46 | New Export 46 | New Export 46 | Axe View Way PV | 0.207 | 3.78 | 3.07 | 3.07 | 0 | 378.2 | 0.05 | 0.05
New Import 47 | New Import 47 | New Import 47 | New Export 47 | New Export 47 | New Export 47 | Chewton Mendip | 3.438 | 2.26 | 3.13 | 3.13 | 0 | 1130.81 | 0.05 | 0.05
New Import 48 | New Import 48 | New Import 48 | New Export 48 | New Export 48 | New Export 48 | Belsford | 3.249 | 0.89 | 3.15 | 3.15 | 0 | 369.12 | 0.05 | 0.05
New Import 49 | New Import 49 | New Import 49 | New Export 49 | New Export 49 | New Export 49 | Lower Rixdale Farm | 7.545 | 2.21 | 3.37 | 3.37 | 0 | 614.58 | 0.05 | 0.05
New Import 50 | New Import 50 | New Import 50 | New Export 50 | New Export 50 | New Export 50 | Avonmouth Bio Power | 0 | 366.25 | 2.44 | 2.44 | -0.223 | 2014.35 | 0.05 | 0.05
New Import 51 | New Import 51 | New Import 51 | New Export 51 | New Export 51 | New Export 51 | Avonmouth Biogas 2 | 0 | 80.49 | 2.44 | 2.44 | -0.225 | 643.88 | 0.05 | 0.05
New Import 52 | New Import 52 | New Import 52 | New Export 52 | New Export 52 | New Export 52 | Barton Hill Way STOR | 2.487 | 0.62 | 1.64 | 1.64 | -2.518 | 651.91 | 0.05 | 0.05
New Import 53 | New Import 53 | New Import 53 | New Export 53 | New Export 53 | New Export 53 | Brixton Barton PV | 4.386 | 14.47 | 2.9 | 2.9 | 0 | 3184.26 | 0.05 | 0.05
New Import 54 | New Import 54 | New Import 54 | New Export 54 | New Export 54 | New Export 54 | Carnhell Farm PV | 16.595 | 1.56 | 3.18 | 3.18 | 0 | 1557.74 | 0.05 | 0.05
New Import 55 | New Import 55 | New Import 55 | New Export 55 | New Export 55 | New Export 55 | Cattybrook STOR | 0.025 | 25.48 | 1.75 | 1.75 | -0.311 | 1072.78 | 0.05 | 0.05
New Import 56 | New Import 56 | New Import 56 | New Export 56 | New Export 56 | New Export 56 | Chelson Meadow PV | 3.538 | 48.23 | 2.95 | 2.95 | 0 | 795.86 | 0.05 | 0.05
New Import 57 | New Import 57 | New Import 57 | New Export 57 | New Export 57 | New Export 57 | Dunscombe PV | 0.201 | 11.41 | 3.73 | 3.73 | 0 | 785.44 | 0.05 | 0.05
New Import 58 | New Import 58 | New Import 58 | New Export 58 | New Export 58 | New Export 58 | Ernesettle Lane 2 STOR | 0.662 | 7.37 | 1.66 | 1.66 | -0.725 | 736.96 | 0.05 | 0.05
New Import 59 | New Import 59 | New Import 59 | New Export 59 | New Export 59 | New Export 59 | Gashay Farm PV | 0.198 | 7.12 | 2.8 | 2.8 | 0 | 474.63 | 0.05 | 0.05
New Import 60 | New Import 60 | New Import 60 | New Export 60 | New Export 60 | New Export 60 | Halvasso PV | 2.533 | 3.98 | 3.2 | 3.2 | 0 | 378 | 0.05 | 0.05
New Import 61 | New Import 61 | New Import 61 | New Export 61 | New Export 61 | New Export 61 | Hill Barton 11kV | 0.576 | 16.46 | 2.92 | 2.92 | -0.58 | 100.62 | 0.05 | 0.05
New Import 62 | New Import 62 | New Import 62 | New Export 62 | New Export 62 | New Export 62 | Horsey Level | 0 | 28.8 | 2.63 | 2.63 | 0 | 8000.81 | 0.05 | 0.05
New Import 63 | New Import 63 | New Import 63 | New Export 63 | New Export 63 | New Export 63 | Leaze Farm PV | 0 | 19.32 | 3.21 | 3.21 | 0 | 2473.15 | 0.05 | 0.05
New Import 64 | New Import 64 | New Import 64 | New Export 64 | New Export 64 | New Export 64 | Lockleaze STOR | 0.151 | 10.07 | 1.69 | 1.69 | -0.293 | 883.27 | 0.05 | 0.05
New Import 65 | New Import 65 | New Import 65 | New Export 65 | New Export 65 | New Export 65 | Oakham Farm | 0.131 | 2.51 | 2.78 | 2.78 | 0 | 401.24 | 0.05 | 0.05
New Import 66 | New Import 66 | New Import 66 | New Export 66 | New Export 66 | New Export 66 | Old Green Wind Farm | 0 | 9.45 | 1.74 | 1.74 | 0 | 1629.94 | 0.05 | 0.05
New Import 67 | New Import 67 | New Import 67 | New Export 67 | New Export 67 | New Export 67 | Selwood PV | 0 | 3.84 | 3.21 | 3.21 | 0 | 2488.63 | 0.05 | 0.05
New Import 68 | New Import 68 | New Import 68 | New Export 68 | New Export 68 | New Export 68 | Sharland Farm PV | 0.176 | 9.19 | 3.94 | 3.94 | 0 | 907.39 | 0.05 | 0.05
New Import 69 | New Import 69 | New Import 69 | New Export 69 | New Export 69 | New Export 69 | St Johns Road PV | 0 | 5.99 | 2.8 | 2.8 | 0 | 598.66 | 0.05 | 0.05
331 | 331 | 2200042569134 | 443 | 443 | 2200042569161 | Tonedale Farm PV | 0 | 64.29 | 2.84 | 2.84 | 0 | 642.95 | 0.05 | 0.05
New Import 70 | New Import 70 | New Import 70 | New Export 70 | New Export 70 | New Export 70 | Veiges Farm PV | 0 | 5.99 | 2.79 | 2.79 | 0 | 598.66 | 0.05 | 0.05
New Import 71 | New Import 71 | New Import 71 | New Export 71 | New Export 71 | New Export 71 | Venture Way STOR | 0 | 58.06 | 1.74 | 1.74 | -0.269 | 2322.53 | 0.05 | 0.05
New Import 72 | New Import 72 | New Import 72 | New Export 72 | New Export 72 | New Export 72 | Waye Barton PV | 3.301 | 27.06 | 3.27 | 3.27 | 0 | 1217.9 | 0.05 | 0.05
New Import 73 | New Import 73 | New Import 73 | New Export 73 | New Export 73 | New Export 73 | Wick Farm 2 | 0 | 6.26 | 3.24 | 3.24 | 0 | 563.12 | 0.05 | 0.05

## Annex 2a Import
Note: The list of MPANs / MSIDs provided may be incomplete; the DNO reserves the right to apply the listed charges to any other MPANs / MSIDs associated with the site. Note: This table is automatically populated based on the content of the tab entitled 'Annex 2 EHV Charges'. The timebands are as shown in Annex 2.
Western Power Distribution (South West) plc - Effective from 1 April 2017 - Final EDCM import charges
Import Unique Identifier | LLFC | Import MPANs/MSIDs | Name | Import Super Red unit charge (p/kWh) | Import fixed charge (p/day) | Import capacity charge (p/kVA/day) | Import exceeded capacity charge (p/kVA/day)
262 | 262 | 2200042291210 | Till House |  | 7.43 | 1.95 | 1.95
263 | 263 | 2200042297550 | Outlands Wood | 0.808 | 2.66 | 2.99 | 2.99
264 | 264 | 2200042305476 | Culmhead |  | 2.53 | 3.62 | 3.62
265 | 265 | 2200042308031 | Whitchurch Farm PV | 3.406 | 0.77 | 5.33 | 5.33
266 | 266 | 2200042312872 | Kingsland Barton |  | 3.47 | 3.57 | 3.57
267 | 267 | 2200042314986 | Mendip Solar PV Farm | 3.429 | 1.48 | 3.58 | 3.58
268 | 268 | 2200042315730 | St Stephen PV | 1.237 | 3.4 | 4.53 | 4.53
269 | 269 | 2200042315776 | Trewidland farm PV | 0.995 | 4.04 | 3.06 | 3.06
270 | 270 | 2200042316751 | Watchfield Lawn | 0.823 | 4.58 | 3.03 | 3.03
271 | 271 | 2200042382620 | Gover Park | 14.897 | 3.59 | 2.74 | 2.74
272 | 272 | 2200042323128 | North Wayton | 0.671 | 8.17 | 2.31 | 2.31
273 | 273 | 2200042324450 | Week Farm |  | 15.03 | 3.1 | 3.1
274 | 274 | 2200042326040 | Cullompton | 1.151 | 8.27 | 3.86 | 3.86
275 | 275 | 2200042329078 | Dinder Farm | 3.519 | 5.41 | 2.49 | 2.49
277 | 277 | 2200042329050 | Pitts Farm | 3.519 | 7.55 | 2.3 | 2.3
278 | 278 | 2200042333678 | Kerriers | 0.813 | 15.04 | 3.98 | 3.98
279 | 279 | 2200042333701 | Ernesettle Lane | 0.662 | 4.74 | 2.31 | 2.31
281 | 281 | 2200042340220 | Goonhilly Solar Park | 2.72 | 9.02 | 2.51 | 2.51
282 | 282 | 2200042348665 | Nanteague | 2.333 | 11.25 | 3.08 | 3.08
283 | 283 | 2200042340745 | Bidwell Dartington PV | 3.236 | 1.94 | 1.75 | 1.75
284 | 284 | 2200042343212 | New Row Farm | 3.553 | 4.96 | 3.18 | 3.18
285 | 285 | 2200042354205 | Woodland Barton Windfarm | 1.064 | 29.57 | 1.48 | 1.48
286 | 286 | 2200042387497 | Four Burrows 2 | 2.357 | 6.11 | 2.22 | 2.22
287 | 287 | 2200042398211 | Redlands Farm | 0.678 | 4.52 | 1.95 | 1.95
288 | 288 | 2200042400882 | Tengore Lane PV | 0.667 | 4.89 | 3.88 | 3.88
289 | 289 | 2200042400864 | Liverton Farm |  | 3.73 | 2.79 | 2.79
290 | 290 | 2200042407860 | Yonder Parks Farm | 4.483 | 7.06 | 3.1 | 3.1
291 | 291 | 2200042410310 | Somerton Door | 0.657 | 3.97 | 2.49 | 2.49
292 | 292 | 2200042414858 | Carditch Drove |  | 1.36 | 2.81 | 2.81
293 | 293 | 2200042417798 | Capelands Farm | 0.005 | 1.48 | 1.72 | 1.72
294 | 294 | 2200042418791 | East Youlstone WF |  | 46.15 | 1.87 | 1.87
295 | 295 | 2200042437359 | Francis Court Farm | 0.506 | 2.92 | 3.16 | 3.16
296 | 296 | 2200042443316 | Northwood | 1.675 | 1.08 | 5.06 | 5.06
297 | 297 | 2200042443352 | Tricky Warren |  | 5.18 | 2.87 | 2.87
298 | 298 | 2200042447000 | Iwood Lane |  | 1.31 | 3.52 | 3.52
299 | 299 | 2200042446984 | Rydon Farm | 7.282 | 13.96 | 3.22 | 3.22
300 | 300 | 2200042446966 | Balls Wood | 4.326 | 0.95 | 2.74 | 2.74
301 | 301 | 2200042457480 | Ashlawn Farm |  | 6.99 | 3.93 | 3.93
302 | 302 | 2200042457903 | Pencoose Farm | 2.508 | 2.05 | 2.79 | 2.79
303 | 303 | 2200042457986 | Hawkers Farm | 0.653 | 24.56 | 3.38 | 3.38
304 | 304 | 2200042459557 | Hurcott | 0.189 | 1.45 | 3.21 | 3.21
305 | 305 | 2200042461290 | Garvinack | 2.351 | 15.6 | 3.22 | 3.22
306 | 306 | 2200042462179 | New Barton | 0.672 | 11.45 | 2.87 | 2.87
307 | 307 | 2200042465160 | Coombeshead Farm | 3.365 | 1.08 | 3.5 | 3.5
308 | 308 | 2200042465189 | Walland Farm |  | 8.61 | 4.04 | 4.04
309 | 309 | 2200042467594 | Ashcombe | 7.557 | 6.5 | 3.4 | 3.4
310 | 310 | 2200042469875 | Newnham Farm | 4.343 | 25.98 | 2.76 | 2.76
311 | 311 | 2200042473463 | Roskrow Barton PV | 2.545 | 4.47 | 3.67 | 3.67
312 | 312 | 2200042473445 | Parkview Solar | 3.619 | 4.18 | 3.17 | 3.17
313 | 313 | 2200042475169 | Towerhead Farm |  | 6.04 | 2.82 | 2.82
314 | 314 | 2200042475196 | Rookery Farm |  | 2.77 | 2.82 | 2.82
315 | 315 | 2200042475415 | Bystock Farm |  | 102.8 | 2.81 | 2.81
316 | 316 | 2200042573479 | Pylle PV Import Boundary | 3.47 | 3.57 | 3.78 | 3.78
317 | 317 | 2200042475823 | Burthy PV | 1.765 | 1.13 | 3.3 | 3.3
318 | 318 | 2200042480610 | Wilton Farm PV | 0.977 | 8.92 | 2.68 | 2.68
319 | 319 | 2200042484873 | Woodmanton (Coombe) Farm |  | 6.02 | 2.81 | 2.81
320 | 320 | 2200042484846 | Higher Bye Farm | 2.005 | 4.97 | 2.83 | 2.83
321 | 321 | 2200042530730 | Wilton Farm WF | 0.977 | 36.16 | 1.71 | 1.71
322 | 322 | 2200042533411 | Denzell Downs WF | 1.86 | 33.6 | 2.61 | 2.61
323 | 323 | 2200042541583 | Puriton Landfill PV_1 Rainbow | 0.779 | 2.08 | 3.47 | 3.47
324 | 324 | 2200042557281 | Portworthy Dams PV_1 | 4.441 | 9.48 | 3.05 | 3.05
325 | 325 | 2200042542754 | Wick Farm PV_1 |  | 0.22 | 3.24 | 3.24
326 | 326 | 2200042542772 | Wick Farm PV_2 |  | 0.22 | 3.24 | 3.24
327 | 327 | 2200042552600 | Batsworthy WF |  | 30.35 | 3.36 | 3.36
328 | 328 | 2200042557306 | Portworthy Dams PV_2 | 4.441 | 9.48 | 3.05 | 3.05
329 | 329 | 2200042563249 | Crewkerne PV_1 | 0.199 | 1.98 | 3.13 | 3.13
330 | 330 | 2200042563267 | Crewkerne PV_2 | 0.199 | 1.98 | 3.13 | 3.13
332 | 332 | 2200042541644 | Puriton Landfill PV_2 SSB | 0.779 | 2.08 | 3.47 | 3.47
333 | 333 | 2200042582446 | Red Hill Farm |  | 4.5 | 2.84 | 2.84
335 | 335 | 2200042592913 | West Carclaze1 | 1.007 | 1 | 2.67 | 2.67
336 | 336 | 2200042592931 | West Carclaze2 | 1.007 | 1 | 2.67 | 2.67
600 | 600 | 2200032010850 | Imerys1(Blackpool) | 0.999 | 234.16 | 2.03 | 2.03
603 | 603 | 2200042461315 | Otterham Wind Farm | 0.012 | 21.93 | 1.45 | 1.45
607 | 607 | 2200042141133 | Wyld Meadow | 0.198 | 6.08 | 2.37 | 2.37
608 | 608 | 2200042141259 | Prince Rock | 3.577 | 2.28 | 1.55 | 1.55
612 | 612 | 2200032168607 | Bradon Farm | 0.841 | 39.01 | 2.01 | 2.01
613 | 613 | 2200040848888 | Carland Cross | 2.487 | 1.61 | 2.25 | 2.25
614 | 614 | 2200030511311 | Cold Northcott | 0.868 | 4.83 | 4.04 | 4.04
615 | 615 | 2200040863404 | Forestmoor 1 |  | 15.18 | 1.79 | 1.79
616 | 616 | 2200040863431 | Forestmoor 2 |  | 27.84 | 1.79 | 1.79
617 | 617 | 2200030109831 | Four Burrows | 2.435 | 6.39 | 2.3 | 2.3
618 | 618 | 2200042384194 | Canworthy PV |  | 5.58 | 1.71 | 1.71
619 | 619 | 2200030112133 | St Breock | 0.818 | 7.87 | 3.12 | 3.12
620 | 620 | 2200030348790 | DML - Central | 2.615 | 1442.5 | 4.94 | 4.94
623 | 623 |  | Denbrook WF |  | 27.03 | 1.66 | 1.66
624 | 624 | 2200041804437 | Hayle Wave Hub | 16.316 | 9.88 | 1.74 | 1.74
625 | 625 | 2200031995530 | Marsh Barton | 0.001 | 7.19 | 1.79 | 1.79
626 | 626 | 2200040571113 | Connon Bridge | 1.206 | 10.15 | 2.69 | 2.69
627 | 627 | 2200040979020 | Chelson | 3.581 | 12.81 | 1.42 | 1.42
628 | 628 | 2200041957685 | Darracott |  | 72.37 | 2.46 | 2.46
629 | 629 | 2200040164245 | Bears Down | 1.889 | 1.81 | 2.48 | 2.48
632 | 632 | 2200040473921 | St Day | 3.255 | 22.17 | 1.6 | 1.6
633 | 633 | 2200041499771 | Shooters Bottom | 3.425 | 8.99 | 1.79 | 1.79
634 | 634 | 2200041625596 | Heathfield | 7.444 | 17.65 | 1.93 | 1.93
635 | 635 | 2200041845860 | Goonhilly | 2.72 | 6.34 | 2.35 | 2.35
636 | 636 | 2200041786674 | Delabole | 0.839 | 6.89 | 2.6 | 2.6
637 | 637 | 2200041930489 | Fullabrook |  | 315.8 | 1.67 | 1.67
638 | 638 | 2200042385300 | Hemerdon Mine | 3.779 | 357.85 | 4.11 | 4.11
639 | 639 | 2200042142094 | Trenoweth Farm | 1.048 | 2.56 | 6.17 | 6.17
640 | 640 | 2200030348639 2200040237104 | Rolls Royce TT | 2.339 | 117.08 | 1.17 | 1.17
642 | 642 | 2200042142439 | Woodland Barton PV 33kV Gen | 1.109 | 7.84 | 2.44 | 2.44
643 | 643 | 2200041978773 | Manor PV Farm 33kV | 1.066 | 2.62 | 2.82 | 2.82
644 | 644 | 2200041978852 | Churchtown Farm PV 33kV | 14.941 | 2.67 | 2.87 | 2.87
645 | 645 | 2200041978791 | Trenouth PV 33kV | 1.907 | 10.58 | 2.96 | 2.96
647 | 647 | 2200041979874 | Howton Farm PV 33kV | 0.721 | 2.6 | 3.82 | 3.82
649 | 649 |  | Newton Downs Farm | 4.396 | 33.7 | 2.78 | 2.78
650 | 650 | 2200030346906 2200030346998 | BAE Systems (ROF) | 0.48 | 491.4 | 1.43 | 1.43
652 | 652 | 2200041978728 | East Langford PV 33kV |  | 2.95 | 3.21 | 3.21
653 | 653 | 2200042194279 | NINNIS PV 33kV Gen | 1.063 | 5.84 | 2.18 | 2.18
654 | 654 | 2200042208824 | Willsland PV 33kV Gen |  | 2.82 | 3.26 | 3.26
655 | 655 | 2200042141151 | Eastcombe PV 33kV Gen |  | 4.02 | 2.93 | 2.93
656 | 656 | 2200042172879 | Bratton Flemming PV | 0.006 | 3.85 | 2.25 | 2.25
657 | 657 | 2200042196736 | Beaford Brook PV |  | 1.94 | 4.79 | 4.79
658 | 658 | 2200042206604 | Park Wall PV | 0.733 | 1.85 | 2.56 | 2.56
659 | 659 | 2200042198501 | Bradford Solar Park |  | 15.66 | 2.07 | 2.07
662 | 662 | 2200041982938 | Causilgey PV 33kV Gen | 2.379 | 2.24 | 4.16 | 4.16
663 | 663 | 2200042042966 | Beechgrove Farm PV 33kV | 0.198 | 1.15 | 3.97 | 3.97
664 | 664 | 2200041857484 | Isles of Scilly | 14.16 | 23.42 | 2.07 | 2.07
665 | 665 | 2200042019345 | BLACKDITCH 33kV | 0.791 | 0.42 | 12.62 | 12.62
669 | 669 | 2200030348718 | Avonmouth Docks Boundary | 0.255 | 1384.95 | 3.34 | 3.34
673 | 673 | 2200042534070 | CERC St Dennis |  | 2045.57 | 2.24 | 2.24
674 | 674 | 2200042538720 | Severnside Energy Recovery Centre |  | 936.68 | 2.24 | 2.24
690 | 690 | 2200030348620 | Norbora |  | 421.5 | 7.74 | 7.74
692 | 692 | 2200030349084 | SWW Tamar | 0.518 | 1933.23 | 3.15 | 3.15
694 | 694 | 2200030349075 | SWW Roadford |  | 511.22 | 5.7 | 5.7
695 | 695 | 2200030348319 2200030348328 | ST Regis | 2.136 | 1924.35 | 7.6 | 7.6
696 | 696 | 2200030347928 | Tarmac |  | 537.44 | 4.35 | 4.35
697 | 697 | 2200030348026 2200030348035 | Abbeywood | 1.418 | 234.16 | 3.94 | 3.94
698 | 698 | 2200030347101 | HewlettPackard | 2.288 | 234.16 | 4.19 | 4.19
699 | 699 | 2200030354118 | Blagdon | 0.716 | 117.08 | 4.01 | 4.01
700 | 700 | 2200031997477 2200031997529 | BristolAirport | 2.883 | 234.16 | 7.68 | 7.68
701 | 701 | 2200031846059 | BGasHallen | 2.247 | 4165.62 | 3.89 | 3.89
702 | 702 | 2200030349260 | Portbury Dock | 2.685 | 627.22 | 3.36 | 3.36
703 | 703 | 2200030348470 | Whatley Quarry | 3.745 | 58.54 | 2.31 | 2.31
704 | 704 | 2200030349093 | FalmouthDocks | 2.902 | 234.16 | 5.5 | 5.5
705 | 705 | 2200040661200 2200040661219 | AstraZeneca | 0.01 | 4783.07 | 1.81 | 1.81
706 | 706 | 2200040468930 | DairyCrestDavidstow | 6.359 | 1119.5 | 7.45 | 7.45
707 | 707 | 2200041209970 | Hemyock (Broadpath LF) | 1.699 | 5.58 | 1.68 | 1.68
708 | 708 | 2200030348373 | Imerys(Torycombe) | 4.875 | 127.56 | 2.84 | 2.84
709 | 709 | 2200030346710 2200032196710 | Royal United Hospital | 10.93 | 134.52 | 2.81 | 2.81
713 | 713 | 2200042194640 | Avonmouth BCC WF 33kV Gen |  | 14.34 | 1.33 | 1.33
714 | 714 | 2200042108127 | Bodiniel PV Park 33kV Gen | 0.808 | 2.75 | 3.55 | 3.55
715 | 715 | 2200042385453 | Garlenick WF 33kV | 1.165 | 52.46 | 1.62 | 1.62
716 | 716 | 2200042165037 | Warleigh Barton PV 33kV Gen | 0.373 | 3.46 | 1.72 | 1.72
717 | 717 | 2200042171449 | Winnards Perch PV 33kV Gen | 1.881 | 10.12 | 3.59 | 3.59
718 | 718 | 2200042356276 | Galsworthy WF | 0.006 | 90.3 | 1.44 | 1.44
720 | 720 | 2200030348986 | Airbus UK Ltd | 1.196 | 468.32 | 2.86 | 2.86
750 | 750 | 2200032138124 | RR Power Development |  | 888.42 | 2.31 | 2.31
759 | 759 | 2200041527904 | Langage | 4.607 | 506.71 | 1.41 | 1.41
797 | 797 | 2200030348452 | Imerys5(Drinnick) | 2.074 | 328.31 | 4.12 | 4.12
798 | 798 | 2200030348382 | Imerys4(Bugle) | 1.28 | 253.15 | 3.76 | 3.76
799 | 799 | 2200032010879 | Imerys3(Trebal) | 0.992 | 1023.41 | 1.93 | 1.93
800 | 800 | 2200030348666 | Imerys6(Par) | 1.203 | 87.44 | 1.72 | 1.72
805 | 805 | 2200030349242 | DML - North | 2.616 | 6147.62 | 4.48 | 4.48
810 | 810 | 2200042163484 | Marley Thatch PV | 3.325 | 2.15 | 3.09 | 3.09
811 | 811 | 2200041648681 2200041648690 2200042093766 | Bristol Royal Infirmary | 0.568 | 406.12 | 3.75 | 3.75
812 | 812 | 2200042276123 2200042276132 2200042276141 | Bristol University | 0.568 | 702.49 | 4.17 | 4.17
815 | 815 | 2200042163410 | Burrowton Farm PV |  | 4.81 | 2.23 | 2.23
816 | 816 | 2200042165055 | Callington Solar | 0.815 | 3.65 | 3.42 | 3.42
817 | 817 | 2200042165073 | Hope Solar | 14.945 | 5.85 | 2.31 | 2.31
818 | 818 | 2200042172043 | NES Kingsweston Lane |  | 97.91 | 1.53 | 1.53
820 | 820 | 2200042169714 | Slade Farm PV | 4.561 | 2.88 | 3.67 | 3.67
821 | 821 | 2200042171183 | Rew Farm PV | 1.164 | 2.59 | 3.37 | 3.37
822 | 822 | 2200042171208 | Higher Trenhayle PV | 16.586 | 3.03 | 2.71 | 2.71
823 | 823 | 2200042171244 | Middle Treworder PV | 0.814 | 0.81 | 7.1 | 7.1
824 | 824 | 2200042171616 | Penhale Farm PV | 0.818 | 7.12 | 3.04 | 3.04
825 | 825 | 2200042172512 | Ayshford Court PV | 1.149 | 1.23 | 2.64 | 2.64
826 | 826 | 2200042172920 | West Hill PV |  | 14.39 | 3.01 | 3.01
827 | 827 | 2200042172897 | Knockworthy Farm PV |  | 3.26 | 3.13 | 3.13
828 | 828 | 2200042218673 2200042218682 | University of Bath | 9.827 | 3101.22 | 4.44 | 4.44
829 | 829 | 2200042174272 | Trekenning Farm PV | 1.247 | 14.21 | 2.83 | 2.83
830 | 830 | 2200042184369 | Four Burrows PV | 2.455 | 2.63 | 3.14 | 3.14
833 | 833 | 2200042191756 | Halse Farm PV |  | 0.97 | 3.94 | 3.94
834 | 834 | 2200042192750 | Hatchlands Farm PV | 3.289 | 8.31 | 2.34 | 2.34
835 | 835 | 2200042193879 | Higher Trevartha PV | 0.968 | 9.13 | 2.54 | 2.54
837 | 837 | 2200042194047 | Ford Farm PV | 0.932 | 4.95 | 2.5 | 2.5
839 | 839 | 2200042345993 | Trequite | 0.961 | 2.06 | 4.8 | 4.8
841 | 841 | 2200042193735 | Higher Tregarne PV | 2.532 | 2.59 | 7.04 | 7.04
842 | 842 | 2200042195592 | Higher North Beer PV |  | 0.54 | 5.39 | 5.39
843 | 843 | 2200042196781 | Horsacott PV |  | 1.3 | 3.56 | 3.56
844 | 844 | 2200042201252 | Langunnett PV | 1.034 | 10.53 | 2.28 | 2.28
845 | 845 | 2200042201270 | Trefinnick Farm PV | 0.827 | 10.88 | 3.31 | 3.31
846 | 846 | 2200042202939 | Little Trevease Farm PV | 2.495 | 4.2 | 2.47 | 2.47
847 | 847 | 2200042432625 | Marksbury | 3.416 | 6 | 2.94 | 2.94
848 | 848 | 2200042202975 | Cobbs Cross | 0.737 | 1.91 | 3.25 | 3.25
849 | 849 | 2200042204652 | Newlands Farm | 0.199 | 2.05 | 3.25 | 3.25
850 | 850 | 2200042206580 | CRICKET ST THOMAS | 0.191 | 13.19 | 1.99 | 1.99
851 | 851 | 2200042206622 | Parsonage Barn | 0.189 | 13.09 | 2.13 | 2.13
852 | 852 | 2200042208806 | Hewas PV | 1.21 | 5.87 | 2.53 | 2.53
853 | 853 | 2200042208842 | CRINACOTT PV |  | 8.74 | 2.57 | 2.57
854 | 854 | 2200042214711 | Penare Farm | 2.333 | 8.18 | 2.21 | 2.21
855 | 855 | 2200042214730 | Aller Court | 0.681 | 3.72 | 3.41 | 3.41
857 | 857 | 2200042214943 | Stonebarrow | 0.199 | 4.81 | 2.09 | 2.09
858 | 858 | 2200042215088 | Whitley Farm | 0.66 | 6.7 | 2.46 | 2.46
859 | 859 | 2200042215246 | New Rendy Farm |  | 4.5 | 2.1 | 2.1
860 | 860 | 2200042216843 | Tregassow | 2.389 | 2.02 | 4.08 | 4.08
861 | 861 | 2200042218405 | Pitworthy |  | 10.27 | 5.07 | 5.07
862 | 862 | 2200042224250 | Foxcombe PV |  | 1.85 | 3.44 | 3.44
863 | 863 | 2200042224278 | Rexon Cross PV Farm |  | 2.7 | 3.11 | 3.11
864 | 864 | 2200042242880 | Hazard Farm PV | 3.277 | 3.08 | 3.46 | 3.46
865 | 865 | 2200042244673 | Luscott Barton |  | 1.74 | 5.87 | 5.87
866 | 866 | 2200042254120 | Grange Farm PV |  | 6.31 | 2.24 | 2.24
867 | 867 | 2200042352174 | Derriton Fields |  | 13.25 | 2.84 | 2.84
868 | 868 | 2200042278478 | Cleave Farm |  | 14.93 | 3.38 | 3.38
869 | 869 | 2200042342032 | Woolavington | 0.685 | 5.9 | 2.13 | 2.13
870 | 870 | 2200042342060 | Trehawke Farm | 0.977 | 16.24 | 2.03 | 2.03
871 | 871 | 2200042278751 | Higher Berechapel Farm | 0.184 | 194.43 | 1.65 | 1.65
872 | 872 | 2200042278947 | Bommertown |  | 6.26 | 3.02 | 3.02
873 | 873 | 2200042349739 | Carloggas Farm | 1.208 | 26.05 | 1.96 | 1.96
874 | 874 | 2200042279755 | Hexworthy PV | 0.859 | 5.26 | 4.34 | 4.34
961 | 961 | 2200030348090 | Sims Avonmouth | 0.255 |  | 3.34 | 3.34
962 | 962 | 2200030348105 | Flour Mills Avonmouth | 0.255 |  | 3.34 | 3.34
7158I | 7158 | 7158 | Huntworth | 0.733 | 3.38 | 1.97 | 1.97
7293I | 7293 | 7293 | Alveston Hammerly Down | 0.133 |  | 2.46 | 2.46
New Import 1 | New Import 1 | New Import 1 | St Stephen (Hay Farm) | 1.126 | 2.97 | 2.85 | 2.85
New Import 2 | New Import 2 | New Import 2 | Aller Farm | 2.012 | 2.92 | 2.78 | 2.78
New Import 3 | New Import 3 | New Import 3 | Bodwen | 1.056 | 3.16 | 2.83 | 2.83
New Import 4 | New Import 4 | New Import 4 | Butteriss Downs | 2.489 | 20.61 | 2.72 | 2.72
New Import 5 | New Import 5 | New Import 5 | Carnemough Farm | 1.705 | 4.61 | 3.31 | 3.31
New Import 6 | New Import 6 | New Import 6 | Credacott (CEDAR) | 0.022 | 6.6 | 2.44 | 2.44
New Import 7 | New Import 7 | New Import 7 | Dunsland Cross WF |  | 3.85 | 2.03 | 2.03
New Import 8 | New Import 8 | New Import 8 | Lanyon Solar Farm | 16.319 | 42.45 | 2.97 | 2.97
New Import 9 | New Import 9 | New Import 9 | Marlands Field | 4.395 | 15.28 | 2.79 | 2.79
New Import 10 | New Import 10 | New Import 10 | Martin Solar Farm | 0.206 | 11.6 | 3.55 | 3.55
New Import 11 | New Import 11 | New Import 11 | Shepherds Farm | 0.504 | 6.22 | 3.12 | 3.12
672 | 672 | 2200042420870 | Northmoor Boundary |  | 12.68 | 2.44 | 2.44
New Import 12 | New Import 12 | New Import 12 | Stoneshill Farm | 1.147 | 0.74 | 3.44 | 3.44
New Import 13 | New Import 13 | New Import 13 | Tredown Farm | 0.401 | 82.51 | 6.15 | 6.15
New Import 14 | New Import 14 | New Import 14 | Trendeal Solar Park | 1.786 | 3.58 | 3.31 | 3.31
New Import 15 | New Import 15 | New Import 15 | West Venn Farm PV |  | 1.34 | 2.67 | 2.67
New Import 16 | New Import 16 | New Import 16 | Appletree Farm | 7.601 | 6.72 | 3.44 | 3.44
334 | 334 | 2200042574222 | Chelwood | 3.413 | 9 | 2.93 | 2.93
New Import 17 | New Import 17 | New Import 17 | Crowpitts |  | 4.5 | 3.38 | 3.38
New Import 18 | New Import 18 | New Import 18 | Dunsmoore Farm | 1.15 | 11.02 | 4.18 | 4.18
New Import 19 | New Import 19 | New Import 19 | Fitzwarren Farm |  | 1.93 | 2.74 | 2.74
New Import 20 | New Import 20 | New Import 20 | Glastonbury Norwood | 0.649 | 4.42 | 3.36 | 3.36
New Import 21 | New Import 21 | New Import 21 | Helston | 2.629 | 6.96 | 3.52 | 3.52
New Import 22 | New Import 22 | New Import 22 | Higher Humber Farm | 7.401 | 0.97 | 3.05 | 3.05
New Import 23 | New Import 23 | New Import 23 | Howgrove |  | 0.77 | 3.44 | 3.44
New Import 24 | New Import 24 | New Import 24 | Lodge Farm | 3.379 | 4.5 | 2.82 | 2.82
New Import 25 | New Import 25 | New Import 25 | Nancrossa | 2.497 | 1.67 | 2.83 | 2.83
New Import 26 | New Import 26 | New Import 26 | Old Stone Farm | 4.502 | 4.27 | 3.65 | 3.65
New Import 27 | New Import 27 | New Import 27 | Place Barton Farm | 3.376 | 4.45 | 3.44 | 3.44
New Import 28 | New Import 28 | New Import 28 | Stonemead Farm | 0.659 | 23.55 | 3.53 | 3.53
New Import 29 | New Import 29 | New Import 29 | Water Lane B | 0.958 | 4.21 | 1.77 | 1.77
New Import 30 | New Import 30 | New Import 30 | Withy Drove | 0.684 | 5.25 | 2.92 | 2.92
New Import 31 | New Import 31 | New Import 31 | Yelland |  | 6.56 | 2.81 | 2.81
New Import 32 | New Import 32 | New Import 32 | Cattedown | 3.498 | 9.46 | 1.73 | 1.73
New Import 33 | New Import 33 | New Import 33 | New England Quarry | 4.373 | 25.78 | 2.79 | 2.79
New Import 34 | New Import 34 | New Import 34 | Trerule Farm | 0.961 | 3.79 | 2.75 | 2.75
New Import 35 | New Import 35 | New Import 35 | Black Ditch WF | 0.73 | 35.21 | 3.29 | 3.29
New Import 36 | New Import 36 | New Import 36 | Lawrence Weston |  | 70.24 | 2.72 | 2.72
New Import 37 | New Import 37 | New Import 37 | Quartley Farm | 1.14 | 7.49 | 3.61 | 3.61
New Import 38 | New Import 38 | New Import 38 | Sandhill Farm |  | 3.59 | 2.74 | 2.74
New Import 39 | New Import 39 | New Import 39 | Wiseburrow |  | 0.76 | 2.84 | 2.84
New Import 40 | New Import 40 | New Import 40 | Hammond Court Farm | 1.659 | 19.79 | 2.74 | 2.74
New Import 41 | New Import 41 | New Import 41 | Makro Exeter | 0.953 | 29.36 | 2.48 | 2.48
New Import 42 | New Import 42 | New Import 42 | Great Houndbeare 2 |  | 1.77 | 3.15 | 3.15
New Import 43 | New Import 43 | New Import 43 | Ernesettle Biomass | 0.661 | 44 | 2.37 | 2.37
New Import 44 | New Import 44 | New Import 44 | The Barton |  | 7.71 | 2.63 | 2.63
New Import 45 | New Import 45 | New Import 45 | Higher Oatley Farm | 2.018 | 10.06 | 2.83 | 2.83
New Import 46 | New Import 46 | New Import 46 | Axe View Way PV | 0.207 | 3.78 | 3.07 | 3.07
New Import 47 | New Import 47 | New Import 47 | Chewton Mendip | 3.438 | 2.26 | 3.13 | 3.13
New Import 48 | New Import 48 | New Import 48 | Belsford | 3.249 | 0.89 | 3.15 | 3.15
New Import 49 | New Import 49 | New Import 49 | Lower Rixdale Farm | 7.545 | 2.21 | 3.37 | 3.37
New Import 50 | New Import 50 | New Import 50 | Avonmouth Bio Power |  | 366.25 | 2.44 | 2.44
New Import 51 | New Import 51 | New Import 51 | Avonmouth Biogas 2 |  | 80.49 | 2.44 | 2.44
New Import 52 | New Import 52 | New Import 52 | Barton Hill Way STOR | 2.487 | 0.62 | 1.64 | 1.64
New Import 53 | New Import 53 | New Import 53 | Brixton Barton PV | 4.386 | 14.47 | 2.9 | 2.9
New Import 54 | New Import 54 | New Import 54 | Carnhell Farm PV | 16.595 | 1.56 | 3.18 | 3.18
New Import 55 | New Import 55 | New Import 55 | Cattybrook STOR | 0.025 | 25.48 | 1.75 | 1.75
New Import 56 | New Import 56 | New Import 56 | Chelson Meadow PV | 3.538 | 48.23 | 2.95 | 2.95
New Import 57 | New Import 57 | New Import 57 | Dunscombe PV | 0.201 | 11.41 | 3.73 | 3.73
New Import 58 | New Import 58 | New Import 58 | Ernesettle Lane 2 STOR | 0.662 | 7.37 | 1.66 | 1.66
New Import 59 | New Import 59 | New Import 59 | Gashay Farm PV | 0.198 | 7.12 | 2.8 | 2.8
New Import 60 | New Import 60 | New Import 60 | Halvasso PV | 2.533 | 3.98 | 3.2 | 3.2
New Import 61 | New Import 61 | New Import 61 | Hill Barton 11kV | 0.576 | 16.46 | 2.92 | 2.92
New Import 62 | New Import 62 | New Import 62 | Horsey Level |  | 28.8 | 2.63 | 2.63
New Import 63 | New Import 63 | New Import 63 | Leaze Farm PV |  | 19.32 | 3.21 | 3.21
New Import 64 | New Import 64 | New Import 64 | Lockleaze STOR | 0.151 | 10.07 | 1.69 | 1.69
New Import 65 | New Import 65 | New Import 65 | Oakham Farm | 0.131 | 2.51 | 2.78 | 2.78
New Import 66 | New Import 66 | New Import 66 | Old Green Wind Farm |  | 9.45 | 1.74 | 1.74
New Import 67 | New Import 67 | New Import 67 | Selwood PV |  | 3.84 | 3.21 | 3.21
New Import 68 | New Import 68 | New Import 68 | Sharland Farm PV | 0.176 | 9.19 | 3.94 | 3.94
New Import 69 | New Import 69 | New Import 69 | St Johns Road PV |  | 5.99 | 2.8 | 2.8
331 | 331 | 2200042569134 | Tonedale Farm PV |  | 64.29 | 2.84 | 2.84
New Import 70 | New Import 70 | New Import 70 | Veiges Farm PV |  | 5.99 | 2.79 | 2.79
New Import 71 | New Import 71 | New Import 71 | Venture Way STOR |  | 58.06 | 1.74 | 1.74
New Import 72 | New Import 72 | New Import 72 | Waye Barton PV | 3.301 | 27.06 | 3.27 | 3.27
New Import 73 | New Import 73 | New Import 73 | Wick Farm 2 |  | 6.26 | 3.24 | 3.24

## Annex 2b Export
Note: The list of MPANs / MSIDs provided may be incomplete; the DNO reserves the right to apply the listed charges to any other MPANs / MSIDs associated with the site. Note: This table is automatically populated based on the content of the tab entitled 'Annex 2 EHV Charges'. The timebands are as shown in Annex 2.
Western Power Distribution (South West) plc - Effective from 1 April 2017 - Final EDCM export charges
Export Unique Identifier | LLFC | Export MPANs/MSIDs | Name | Export Super Red unit charge (p/kWh) | Export fixed charge (p/day) | Export capacity charge (p/kVA/day) | Export exceeded capacity charge (p/kVA/day)
373 | 373 | 2200042291229 | Till House |  | 597.86 | 0.05 | 0.05
374 | 374 | 2200042297587 | Outlands Wood |  | 372.29 | 0.05 | 0.05
375 | 375 | 2200042305485 | Culmhead |  | 726.48 | 0.05 | 0.05
376 | 376 | 2200042308040 | Whitchurch Farm PV |  | 383.43 | 0.05 | 0.05
377 | 377 | 2200042312881 | Kingsland Barton |  | 364.42 | 0.05 | 0.05
378 | 378 | 2200042314995 | Mendip Solar PV Farm |  | 376.33 | 0.05 | 0.05
379 | 379 | 2200042315749 | St Stephen PV |  | 798.71 | 0.05 | 0.05
380 | 380 | 2200042315785 | Trewidland farm PV |  | 673.3 | 0.05 | 0.05
381 | 381 | 2200042316789 | Watchfield Lawn |  | 414.24 | 0.05 | 0.05
382 | 382 | 2200042382639 | Gover Park |  | 556.94 | 0.05 | 0.05
383 | 383 | 2200042323137 | North Wayton |  | 605.5 | 0.05 | 0.05
384 | 384 | 2200042324460 | Week Farm |  | 865.63 | 0.05 | 0.05
385 | 385 | 2200042326059 | Cullompton |  | 688.82 | 0.05 | 0.05
386 | 386 | 2200042329087 | Dinder Farm |  | 364.46 | 0.05 | 0.05
388 | 388 | 2200042329069 | Pitts Farm |  | 362.36 | 0.05 | 0.05
389 | 389 | 2200042333687 | Kerriers |  | 2454.74 | 0.05 | 0.05
390 | 390 | 2200042333710 | Ernesettle Lane | -0.725 | 473.64 | 0.05 | 0.05
392 | 392 | 2200042340230 | Goonhilly Solar Park |  | 357.21 | 0.05 | 0.05
393 | 393 | 2200042348674 | Nanteague |  | 1289.25 | 0.05 | 0.05
394 | 394 | 2200042340824 | Bidwell Dartington PV |  | 387.05 | 0.05 | 0.05
395 | 395 | 2200042343221 | New Row Farm |  | 387 | 0.05 | 0.05
396 | 396 | 2200042354214 | Woodland Barton Windfarm |  | 2247.66 | 0.05 | 0.05
397 | 397 | 2200042387502 | Four Burrows 2 |  | 733.47 | 0.05 | 0.05
398 | 398 | 2200042398220 | Redlands Farm |  | 796.32 | 0.05 | 0.05
399 | 399 | 2200042400891 | Tengore Lane PV |  | 580.45 | 0.05 | 0.05
400 | 400 | 2200042400873 | Liverton Farm |  | 364.9 | 0.05 | 0.05
401 | 401 | 2200042407879 | Yonder Parks Farm |  | 838.27 | 0.05 | 0.05
402 | 402 | 2200042410339 | Somerton Door |  | 393.79 | 0.05 | 0.05
403 | 403 | 2200042414867 | Carditch Drove |  | 380.62 | 0.05 | 0.05
404 | 404 | 2200042417803 | Capelands Farm |  | 371.94 | 0.05 | 0.05
405 | 405 | 2200042418807 | East Youlstone WF |  | 1846.04 | 0.05 | 0.05
406 | 406 | 2200042437368 | Francis Court Farm |  | 389.04 | 0.05 | 0.05
407 | 407 | 2200042443325 | Northwood |  | 620.44 | 0.05 | 0.05
408 | 408 | 2200042443361 | Tricky Warren |  | 404.16 | 0.05 | 0.05
409 | 409 | 2200042447019 | Iwood Lane |  | 418.01 | 0.05 | 0.05
410 | 410 | 2200042446993 | Rydon Farm |  | 1919.65 | 0.05 | 0.05
411 | 411 | 2200042446975 | Balls Wood |  | 593.84 | 0.05 | 0.05
412 | 412 | 2200042457499 | Ashlawn Farm |  | 695.92 | 0.05 | 0.05
413 | 413 | 2200042457912 | Pencoose Farm |  | 743.32 | 0.05 | 0.05
414 | 414 | 2200042457995 | Hawkers Farm |  | 604.21 | 0.05 | 0.05
415 | 415 | 2200042459566 | Hurcott |  | 382.23 | 0.05 | 0.05
416 | 416 | 2200042461306 | Garvinack |  | 719.2 | 0.05 | 0.05
417 | 417 | 2200042462188 | New Barton |  | 3148.02 | 0.05 | 0.05
418 | 418 | 2200042465170 | Coombeshead Farm |  | 413.65 | 0.05 | 0.05
419 | 419 | 2200042465198 | Walland Farm |  | 369.2 | 0.05 | 0.05
420 | 420 | 2200042467600 | Ashcombe |  | 395.44 | 0.05 | 0.05
421 | 421 | 2200042469893 | Newnham Farm |  | 2327.73 | 0.05 | 0.05
422 | 422 | 2200042473472 | Roskrow Barton PV |  | 660.29 | 0.05 | 0.05
423 | 423 | 2200042473454 | Parkview Solar |  | 423.51 | 0.05 | 0.05
424 | 424 | 2200042475178 | Towerhead Farm |  | 785.62 | 0.05 | 0.05
425 | 425 | 2200042475201 | Rookery Farm |  | 373.23 | 0.05 | 0.05
426 | 426 | 2200042475424 | Bystock Farm |  | 939.89 | 0.05 | 0.05
428 | 428 | 2200042475832 | Burthy PV |  | 376.68 | 0.05 | 0.05
429 | 429 | 2200042480656 | Wilton Farm PV |  | 1333.89 | 0.05 | 0.05
431 | 431 | 2200042484882 | Woodmanton (Coombe) Farm |  | 716.05 | 0.05 | 0.05
432 | 432 | 2200042484855 | Higher Bye Farm |  | 578.47 | 0.05 | 0.05
433 | 433 | 2200042530740 | Wilton Farm WF |  | 361.6 | 0.05 | 0.05
434 | 434 | 2200042533420 | Denzell Downs WF |  | 2357.62 | 0.05 | 0.05
435 | 435 | 2200042541635 | Puriton Landfill PV_1 Rainbow |  | 259.67 | 0.05 | 0.05
436 | 436 | 2200042557290 | Portworthy Dams PV_1 |  | 474.19 | 0.05 | 0.05
437 | 437 | 2200042542763 | Wick Farm PV_1 |  | 172.31 | 0.05 | 0.05
438 | 438 | 2200042542781 | Wick Farm PV_2 |  | 191.37 | 0.05 | 0.05
439 | 439 | 2200042552646 | Batsworthy WF |  | 5463.15 | 0.05 | 0.05
440 | 440 | 2200042557315 | Portworthy Dams PV_2 |  | 426.77 | 0.05 | 0.05
441 | 441 | 2200042563258 | Crewkerne PV_1 |  | 177.99 | 0.05 | 0.05
442 | 442 | 2200042563276 | Crewkerne PV_2 |  | 177.99 | 0.05 | 0.05
444 | 444 | 2200042541653 | Puriton Landfill PV_2 SSB |  | 233.71 | 0.05 | 0.05
447 | 447 | 2200042582455 | Red Hill Farm |  | 355.44 | 0.05 | 0.05
448 | 448 | 2200042592922 | West Carclaze1 |  | 600.64 | 0.05 | 0.05
449 | 449 | 2200042592940 | West Carclaze2 |  | 600.64 | 0.05 | 0.05
601 | 601 | 2200031824542 | Imerys1(Blackpool)
785 | 785 | 2200042461324 | Otterham Wind Farm |  | 899.15 | 0.05 | 0.05
789 | 789 | 2200042141142 | Wyld Meadow |  | 595.58 | 0.05 | 0.05
791 | 791 | 2200042141277 | Prince Rock | -3.815 | 582.93 | 0.05 | 0.05
765 | 765 | 2200032168616 | Bradon Farm | -1.774 | 1080.81 | 0.05 | 0.05
766 | 766 | 2200031664357 | Carland Cross |  | 238.45 | 0.05 | 0.05
767 | 767 | 2200031822971 | Cold Northcott
768 | 768 | 2200040863399 | Forestmoor 1
769 | 769 | 2200040863422 | Forestmoor 2
770 | 770 | 2200031823558 | Four Burrows
783 | 783 | 2200042384200 | Canworthy PV |  | 915.5 | 0.05 | 0.05
775 | 775 | 2200031823530 | St Breock |  | 229.45 | 0.05 | 0.05
723 | 723 | 2200042334148 | DML - Central | -2.869 | 1814.51 | 0.05 | 0.05
748 | 748 |  | Denbrook WF |  | 2630.41 | 0.05 | 0.05
747 | 747 | 2200041804446 | Hayle Wave Hub |  | 592.89 | 0.05 | 0.05
741 | 741 | 2200032024222 | Marsh Barton
752 | 752 | 2200040571122 | Connon Bridge | -0.894 | 212.19 | 0.05 | 0.05
753 | 753 | 2200040979039 | Chelson | -3.98 | 384.16 | 0.05 | 0.05
754 | 754 | 2200041253506 | Darracott |  | 369.06 | 0.05 | 0.05
764 | 764 | 2200040164254 | Bears Down
757 | 757 | 2200040473940 | St Day | -1.223 | 180.63 | 0.05 | 0.05
758 | 758 | 2200041499762 | Shooters Bottom |  | 513.54 | 0.05 | 0.05
760 | 760 | 2200041625587 | Heathfield | -9.057 | 352.98 | 0.05 | 0.05
761 | 761 | 2200041845850 | Goonhilly |  | 507.16 | 0.05 | 0.05
762 | 762 | 2200041786683 | Delabole |  | 633.67 | 0.05 | 0.05
763 | 763 | 2200041930498 | Fullabrook |  | 27424.99 | 0.05 | 0.05
724 | 724 | 2200042142410 | Trenoweth Farm |  | 738.61 | 0.05 | 0.05
725 | 725 | 2200042142457 | Woodland Barton PV 33kV Gen |  | 784.4 | 0.05 | 0.05
726 | 726 | 2200041978782 | Manor PV Farm 33kV |  | 364.05 | 0.05 | 0.05
727 | 727 | 2200041978861 | Churchtown Farm PV 33kV |  | 371.15 | 0.05 | 0.05
728 | 728 | 2200041978807 | Trenouth PV 33kV |  | 846.14 | 0.05 | 0.05
732 | 732 | 2200041979883 | Howton Farm PV 33kV |  | 371.62 | 0.05 | 0.05
734 | 734 |  | Newton Downs Farm |  | 732.58 | 0.05 | 0.05
735 | 735 | 2200041978737 | East Langford PV 33kV |  | 420.76 | 0.05 | 0.05
736 | 736 | 2200042194288 | NINNIS PV 33kV Gen |  | 579.35 | 0.05 | 0.05
737 | 737 | 2200042208833 | Willsland PV 33kV Gen |  | 372.57 | 0.05 | 0.05
738 | 738 | 2200042141160 | Eastcombe PV 33kV Gen |  | 513.47 | 0.05 | 0.05
739 | 739 | 2200042172888 | Bratton Flemming PV |  | 385.36 | 0.05 | 0.05
740 | 740 | 2200042196745 | Beaford Brook PV |  | 388.56 | 0.05 | 0.05
742 | 742 | 2200042206613 | Park Wall PV |  | 369.18 | 0.05 | 0.05
743 | 743 | 2200042198520 | Bradford Solar Park |  | 1565.59 | 0.05 | 0.05
744 | 744 | 2200041982947 | Causilgey PV 33kV Gen |  | 403.36 | 0.05 | 0.05
745 | 745 | 2200042042975 | Beechgrove Farm PV 33kV |  | 369.24 | 0.05 | 0.05
772 | 772 | 2200031825680 | Isles of Scilly
666 | 666 | 2200042019354 | BLACKDITCH 33kV |  | 357.44 | 0.05 | 0.05
806 | 806 | 2200041310085 | Avonmouth Docks Boundary
586 | 586 | 2200042534080 | CERC St Dennis |  | 8946.9 | 0.05 | 0.05
587 | 587 | 2200042538749 | Severnside Energy Recovery Centre |  | 7901.74 | 0.05 | 0.05
693 | 693 | 2200031824213 | SWW Roadford | -1.224 | 204.49 | 0.05 | 0.05
808 | 808 | 2200031824747 | BGasHallen
807 | 807 | 2200041310094 | Portbury Dock |  | 192.35 | 0.05 | 0.05
795 | 795 | 2200042430770 | Whatley Quarry | -3.745 | 58.54 | 0.05 | 0.05
809 | 809 | 2200041209989 | Hemyock (Broadpath LF) | -1.699 | 111.51 | 0.05 | 0.05
794 | 794 | 2200031824524 | Imerys(Torycombe) | -4.894 | 106.6 | 0.05 | 0.05
722 | 722 | 2200041987314 2200041987323 | Royal United Hospital | -10.968 | 99.64 | 0.05 | 0.05
776 | 776 | 2200042103449 | Avonmouth BCC WF 33kV Gen |  | 597.34 | 0.05 | 0.05
777 | 777 | 2200042108289 | Bodiniel PV Park 33kV Gen |  | 457.9 | 0.05 | 0.05
778 | 778 | 2200042385462 | Garlenick WF 33kV |  | 2098.24 | 0.05 | 0.05
779 | 779 | 2200042165046 | Warleigh Barton PV 33kV Gen |  | 484.48 | 0.05 | 0.05
780 | 780 | 2200042171458 | Winnards Perch PV 33kV Gen |  | 590.3 | 0.05 | 0.05
781 | 781 | 2200042356285 | Galsworthy WF |  | 830.78 | 0.05 | 0.05
751 | 751 | 2200032050436 | RR Power Development
804 | 804 | 2200031824551 | Imerys5(Drinnick)
803 | 803 | 2200030347690 | Imerys4(Bugle)
801 | 801 | 2200031824738 | Imerys3(Trebal)
802 | 802 | 2200031824490 | Imerys6(Par)
733 | 733 | 2200042334139 | DML - North
790 | 790 | 2200042163493 | Marley Thatch PV |  | 365.46 | 0.05 | 0.05
793 | 793 | 2200042093720 2200042093739 2200042093757 | Bristol Royal Infirmary | -0.874 | 296.36 | 0.05 | 0.05
792 | 792 | 2200042163457 | Burrowton Farm PV |  | 655.7 | 0.05 | 0.05
900 | 900 | 2200042165064 | Callington Solar |  | 383.65 | 0.05 | 0.05
901 | 901 | 2200042165082 | Hope Solar |  | 613.82 | 0.05 | 0.05
903 | 903 | 2200042172052 | NES Kingsweston Lane | -0.225 | 391.64 | 0.05 | 0.05
905 | 905 | 2200042169723 | Slade Farm PV |  | 434.79 | 0.05 | 0.05
906 | 906 | 2200042171192 | Rew Farm PV |  | 445 | 0.05 | 0.05
907 | 907 | 2200042171226 | Higher Trenhayle PV |  | 363.75 | 0.05 | 0.05
908 | 908 | 2200042171253 | Middle Treworder PV |  | 396.72 | 0.05 | 0.05
909 | 909 | 2200042171625 | Penhale Farm PV |  | 426.9 | 0.05 | 0.05
910 | 910 | 2200042172521 | Ayshford Court PV |  | 372.99 | 0.05 | 0.05
911 | 911 | 2200042172930 | West Hill PV |  | 1939.83 | 0.05 | 0.05
912 | 912 | 2200042172902 | Knockworthy Farm PV |  | 361.84 | 0.05 | 0.05
914 | 914 | 2200042174281 | Trekenning Farm PV |  | 1695 | 0.05 | 0.05
915 | 915 | 2200042184378 | Four Burrows PV |  | 363.6 | 0.05 | 0.05
918 | 918 | 2200042191765 | Halse Farm PV |  | 364.56 | 0.05 | 0.05
919 | 919 | 2200042192769 | Hatchlands Farm PV |  | 461.48 | 0.05 | 0.05
920 | 920 | 2200042193888 | Higher Trevartha PV |  | 602.28 | 0.05 | 0.05
922 | 922 | 2200042194056 | Ford Farm PV |  | 371.22 | 0.05 | 0.05
924 | 924 | 2200042346000 | Trequite |  | 679.79 | 0.05 | 0.05
926 | 926 | 2200042193744 | Higher Tregarne PV |  | 833.02 | 0.05 | 0.05
927 | 927 | 2200042195608 | Higher North Beer PV |  | 379.29 | 0.05 | 0.05
928 | 928 | 2200042196790 | Horsacott PV |  | 369.72 | 0.05 | 0.05
929 | 929 | 2200042201261 | Langunnett PV |  | 997.47 | 0.05 | 0.05
930 | 930 | 2200042201280 | Trefinnick Farm PV |  | 907 | 0.05 | 0.05
931 | 931 | 2200042202948 | Little Trevease Farm PV |  | 403.1 | 0.05 | 0.05
932 | 932 | 2200042432634 | Marksbury |  | 478.77 | 0.05 | 0.05
933 | 933 | 2200042202984 | Cobbs Cross |  | 382.28 | 0.05 | 0.05
934 | 934 | 2200042204661 | Newlands Farm |  | 403.39 | 0.05 | 0.05
935 | 935 | 2200042206599 | CRICKET ST THOMAS |  | 395.75 | 0.05 | 0.05
936 | 936 | 2200042206631 | Parsonage Barn |  | 916.48 | 0.05 | 0.05
937 | 937 | 2200042208815 | Hewas PV |  | 586.76 | 0.05 | 0.05
938 | 938 | 2200042208851 | CRINACOTT PV |  | 766.87 | 0.05 | 0.05
939 | 939 | 2200042214720 | Penare Farm |  | 349.68 | 0.05 | 0.05
940 | 940 | 2200042214749 | Aller Court |  | 394.05 | 0.05 | 0.05
942 | 942 | 2200042214952 | Stonebarrow |  | 396.54 | 0.05 | 0.05
943 | 943 | 2200042215097 | Whitley Farm |  | 536.22 | 0.05 | 0.05
944 | 944 | 2200042215255 | New Rendy Farm |  | 367.32 | 0.05 | 0.05
945 | 945 | 2200042216852 | Tregassow |  | 504.93 | 0.05 | 0.05
946 | 946 | 2200042218414 | Pitworthy |  | 2102.93 | 0.05 | 0.05
947 | 947 | 2200042224269 | Foxcombe PV |  | 369.58 | 0.05 | 0.05
948 | 948 | 2200042224287 | Rexon Cross PV Farm |  | 377.51 | 0.05 | 0.05
949 | 949 | 2200042242899 | Hazard Farm PV |  | 610.37 | 0.05 | 0.05
950 | 950 | 2200042244682 | Luscott Barton |  | 376.07 | 0.05 | 0.05
951 | 951 | 2200042254139 | Grange Farm PV |  | 631.33 | 0.05 | 0.05
952 | 952 | 2200042352183 | Derriton Fields |  | 2102.23 | 0.05 | 0.05
953 | 953 | 2200042278487 | Cleave Farm |  | 1188.53 | 0.05 | 0.05
954 | 954 | 2200042342041 | Woolavington |  | 688.52 | 0.05 | 0.05
955 | 955 | 2200042342079 | Trehawke Farm |  | 1642.28 | 0.05 | 0.05
956 | 956 | 2200042278760 | Higher Berechapel Farm | -1.076 | 404.24 | 0.05 | 0.05
957 | 957 | 2200042278956 | Bommertown |  | 425.61 | 0.05 | 0.05
958 | 958 | 2200042349748 | Carloggas Farm |  | 940.81 | 0.05 | 0.05
959 | 959 | 2200042279764 | Hexworthy PV |  | 1051.01 | 0.05 | 0.05
7158E | 7158 | 7158 | Huntworth
427 | 427 | 2200042573488 | Pylle PV Site 1 |  | 357.18 | 0.05 | 0.05
445 | 445 | 2200042573502 | Pylle PV Site 2 |  | 357.18 | 0.05 | 0.05
New Export 1 | New Export 1 | New Export 1 | St Stephen (Hay Farm) |  | 395.84 | 0.05 | 0.05
New Export 2 | New Export 2 | New Export 2 | Aller Farm |  | 993.48 | 0.05 | 0.05
New Export 3 | New Export 3 | New Export 3 | Bodwen |  | 631.58 | 0.05 | 0.05
New Export 4 | New Export 4 | New Export 4 | Butteriss Downs |  | 580.87 | 0.05 | 0.05
New Export 5 | New Export 5 | New Export 5 | Carnemough Farm |  | 768.48 | 0.05 | 0.05
New Export 6 | New Export 6 | New Export 6 | Credacott (CEDAR) |  | 914.48 | 0.05 | 0.05
New Export 7 | New Export 7 | New Export 7 | Dunsland Cross WF |  | 531.69 | 0.05 | 0.05
New Export 8 | New Export 8 | New Export 8 | Lanyon Solar Farm |  | 2584.19 | 0.05 | 0.05
New Export 9 | New Export 9 | New Export 9 | Marlands Field |  | 855.59 | 0.05 | 0.05
New Export 10 | New Export 10 | New Export 10 | Martin Solar Farm |  | 1623.35 | 0.05 | 0.05
New Export 11 | New Export 11 | New Export 11 | Shepherds Farm |  | 659.12 | 0.05 | 0.05
585 | 585 | 2200042420889 | Northmoor Boundary |  | 908.4 | 0.05 | 0.05
New Export 12 | New Export 12 | New Export 12 | Stoneshill Farm |  | 736.25 | 0.05 | 0.05
New Export 13 | New Export 13 | New Export 13 | Tredown Farm |  | 371.31 | 0.05 | 0.05
New Export 14 | New Export 14 | New Export 14 | Trendeal Solar Park |  | 1720.55 | 0.05 | 0.05
New Export 15 | New Export 15 | New Export 15 | West Venn Farm PV |  | 376.46 | 0.05 | 0.05
New Export 16 | New Export 16 | New Export 16 | Appletree Farm |  | 672.49 | 0.05 | 0.05
446 | 446 | 2200042574231 | Chelwood |  | 800.01 | 0.05 | 0.05
New Export 17 | New Export 17 | New Export 17 | Crowpitts |  | 477.25 | 0.05 | 0.05
New Export 18 | New Export 18 | New Export 18 | Dunsmoore Farm |  | 1101.96 | 0.05 | 0.05
New Export 19 | New Export 19 | New Export 19 | Fitzwarren Farm |  | 735.25 | 0.05 | 0.05
New Export 20 | New Export 20 | New Export 20 | Glastonbury Norwood |  | 397.52 | 0.05 | 0.05
New Export 21 | New Export 21 | New Export 21 | Helston |  | 580.15 | 0.05 | 0.05
New Export 22 | New Export 22 | New Export 22 | Higher Humber Farm |  | 371.98 | 0.05 | 0.05
New Export 23 | New Export 23 | New Export 23 | Howgrove |  | 580.75 | 0.05 | 0.05
New Export 24 | New Export 24 | New Export 24 | Lodge Farm |  | 1891.79 | 0.05 | 0.05
New Export 25 | New Export 25 | New Export 25 | Nancrossa |  | 418.22 | 0.05 | 0.05
New Export 26 | New Export 26 | New Export 26 | Old Stone Farm |  | 401.65 | 0.05 | 0.05
New Export 27 | New Export 27 | New Export 27 | Place Barton Farm |  | 395.4 | 0.05 | 0.05
New Export 28 | New Export 28 | New Export 28 | Stonemead Farm |  | 1535.75 | 0.05 | 0.05
New Export 29 | New Export 29 | New Export 29 | Water Lane B | -1.288 | 879.79 | 0.05 | 0.05
New Export 30 | New Export 30 | New Export 30 | Withy Drove |  | 1154.96 | 0.05 | 0.05
New Export 31 | New Export 31 | New Export 31 | Yelland | -1.108 | 590.74 | 0.05 | 0.05
New Export 32 | New Export 32 | New Export 32 | Cattedown | -3.736 | 713.04 | 0.05 | 0.05
New Export 33 | New Export 33 | New Export 33 | New England Quarry |  | 336.25 | 0.05 | 0.05
New Export 34 | New Export 34 | New Export 34 | Trerule Farm |  | 757.33 | 0.05 | 0.05
New Export 35 | New Export 35 | New Export 35 | Black Ditch WF |  | 3239.35 | 0.05 | 0.05
New Export 36 | New Export 36 | New Export 36 | Lawrence Weston |  | 1011.44 | 0.05 | 0.05
New Export 37 | New Export 37 | New Export 37 | Quartley Farm |  | 374.49 | 0.05 | 0.05
New Export 38 | New Export 38 | New Export 38 | Sandhill Farm |  | 430.28 | 0.05 | 0.05
New Export 39 | New Export 39 | New Export 39 | Wiseburrow |  | 381.22 | 0.05 | 0.05
New Export 40 | New Export 40 | New Export 40 | Hammond Court Farm |  | 3298.67 | 0.05 | 0.05
New Export 41 | New Export 41 | New Export 41 | Makro Exeter | -1.28 | 1174.56 | 0.05 | 0.05
New Export 42 | New Export 42 | New Export 42 | Great Houndbeare 2 |  | 1357.99 | 0.05 | 0.05
New Export 43 | New Export 43 | New Export 43 | Ernesettle Biomass | -0.725 | 879.92 | 0.05 | 0.05
New Export 44 | New Export 44 | New Export 44 | The Barton |  | 4318.63 | 0.05 | 0.05
New Export 45 | New Export 45 | New Export 45 | Higher Oatley Farm |  | 1006.29 | 0.05 | 0.05
New Export 46 | New Export 46 | New Export 46 | Axe View Way PV |  | 378.2 | 0.05 | 0.05
New Export 47 | New Export 47 | New Export 47 | Chewton Mendip |  | 1130.81 | 0.05 | 0.05
New Export 48 | New Export 48 | New Export 48 | Belsford |  | 369.12 | 0.05 | 0.05
New Export 49 | New Export 49 | New Export 49 | Lower Rixdale Farm |  | 614.58 | 0.05 | 0.05
New Export 50 | New Export 50 | New Export 50 | Avonmouth Bio Power | -0.223 | 2014.35 | 0.05 | 0.05
New Export 51 | New Export 51 | New Export 51 | Avonmouth Biogas 2 | -0.225 | 643.88 | 0.05 | 0.05
New Export 52 | New Export 52 | New Export 52 | Barton Hill Way STOR | -2.518 | 651.91 | 0.05 | 0.05
New Export 53 | New Export 53 | New Export 53 | Brixton Barton PV |  | 3184.26 | 0.05 | 0.05
New Export 54 | New Export 54 | New Export 54 | Carnhell Farm PV |  | 1557.74 | 0.05 | 0.05
New Export 55 | New Export 55 | New Export 55 | Cattybrook STOR | -0.311 | 1072.78 | 0.05 | 0.05
New Export 56 | New Export 56 | New Export 56 | Chelson Meadow PV |  | 795.86 | 0.05 | 0.05
New Export 57 | New Export 57 | New Export 57 | Dunscombe PV |  | 785.44 | 0.05 | 0.05
New Export 58 | New Export 58 | New Export 58 | Ernesettle Lane 2 STOR | -0.725 | 736.96 | 0.05 | 0.05
New Export 59 | New Export 59 | New Export 59 | Gashay Farm PV |  | 474.63 | 0.05 | 0.05
New Export 60 | New Export 60 | New Export 60 | Halvasso PV |  | 378 | 0.05 | 0.05
New Export 61 | New Export 61 | New Export 61 | Hill Barton 11kV | -0.58 | 100.62 | 0.05 | 0.05
New Export 62 | New Export 62 | New Export 62 | Horsey Level |  | 8000.81 | 0.05 | 0.05
New Export 63 | New Export 63 | New Export 63 | Leaze Farm PV |  | 2473.15 | 0.05 | 0.05
New Export 64 | New Export 64 | New Export 64 | Lockleaze STOR | -0.293 | 883.27 | 0.05 | 0.05
New Export 65 | New Export 65 | New Export 65 | Oakham Farm |  | 401.24 | 0.05 | 0.05
New Export 66 | New Export 66 | New Export 66 | Old Green Wind Farm |  | 1629.94 | 0.05 | 0.05
New Export 67 | New Export 67 | New Export 67 | Selwood PV |  | 2488.63 | 0.05 | 0.05
New Export 68 | New Export 68 | New Export 68 | Sharland Farm PV |  | 907.39 | 0.05 | 0.05
New Export 69 | New Export 69 | New Export 69 | St Johns Road PV |  | 598.66 | 0.05 | 0.05
443 | 443 | 2200042569161 | Tonedale Farm PV |  | 642.95 | 0.05 | 0.05
New Export 70 | New Export 70 | New Export 70 | Veiges Farm PV |  | 598.66 | 0.05 | 0.05
New Export 71 | New Export 71 | New Export 71 | Venture Way STOR | -0.269 | 2322.53 | 0.05 | 0.05
New Export 72 | New Export 72 | New Export 72 | Waye Barton PV |  | 1217.9 | 0.05 | 0.05
New Export 73 | New Export 73 | New Export 73 | Wick Farm 2 |  | 563.12 | 0.05 | 0.05

## Annex 3 Preserved charges
Back to Overview
Western Power Distribution (South West) plc - Effective from 1 April 2017 - Final LV and HV tariffs
NHH preserved charges/additional LLFCs
| Closed LLFCs | PCs | Unit charge 1 (NHH) p/kWh | Unit charge 2 (NHH) p/kWh | Fixed charge p/MPAN/day
HV Medium Non-Domestic | 510 | 5-8 | 1.587 | 0.044 | 81.52
Notes: | Refer to main text in LC14 Statement Of Charges
HH preserved charges/additional LLFCs
| Closed LLFCs | PCs | Red/black charge (HH) p/kWh | Amber/yellow charge (HH) p/kWh | Green charge (HH) p/kWh | Fixed charge p/MPAN/day | Capacity charge p/kVA/day | Reactive power charge p/kVArh | excess capacity charge p/kVA/day
0
Notes:

## Annex 4 LDNO charges
Back to Overview | Copy from CDCM table 3701 "Tariffs!A42:I84" and paste values into A14 |  |  |  | Copy from EDCM table 6005 "LDNORev!B549:G683" and paste values into D57
Western Power Distribution (South West) plc - Effective from 1 April 2017 - Final LDNO tariffs
Time Bands for Half Hourly Metered Properties |  |  |  |  | Time Bands for Half Hourly Unmetered Properties
Time periods | Red Time Band | Amber Time Band | Green Time Band |  |  |  | Black Time Band | Yellow Time Band | Green Time Band
Monday to Friday | 17:00 to 19:00 | 07:30 to 17:00 19:00 to 21:30 | 00:00 to 07:30 21:30 to 24:00 |  | Monday to Friday Nov to Feb (excluding 22nd Dec to 4th Jan inclusive) |  | 17:00 to 19:00 | 07:30 to 17:00 19:00 to 21:30 | 00:00 to 07:30 21:30 to 24:00
Weekends |  | 16:30 to 19:30 | 00:00 to 16:30 19:30 to 24:00 |  | Monday to Friday Mar to Oct (plus 22nd Dec to 4th Jan inclusive) |  |  | 07:30 to 21:30 | 00:00 to 07:30 21:30 to 24:00
Notes | All the above times are in UK Clock time |  |  |  | Weekends |  |  | 16:30 to 19:30 | 00:00 to 16:30 19:30 to 24:00
[5 empty] | Notes |  | All the above times are in UK Clock time
Tariff name | Unique billing identifier | PCs | Unit charge 1 (NHH) or red/black charge (HH) p/kWh | Unit charge 2 (NHH) or amber/yellow charge (HH) p/kWh | Green charge(HH) p/kWh | Fixed charge p/MPAN/day | Capacity charge p/kVA/day | Reactive power charge p/kVArh | Excess capacity charge p/kVA/day
LDNO LV: Domestic Unrestricted | 20300 | 1 | 1.948 | 0 | 0 | 2.93 | 0 | 0
LDNO LV: Domestic Two Rate | 20301 | 2 | 2.339 | 0.097 | 0 | 2.93 | 0 | 0
LDNO LV: Domestic Off Peak (related MPAN) | 20302 | 2 | 0.1 | 0 | 0 | 0 | 0 | 0
LDNO LV: Small Non Domestic Unrestricted | 20303 | 3 | 1.578 | 0 | 0 | 4.75 | 0 | 0
LDNO LV: Small Non Domestic Two Rate | 20304 | 4 | 1.843 | 0.099 | 0 | 4.75 | 0 | 0
LDNO LV: Small Non Domestic Off Peak (related MPAN) | 20305 | 4 | 0.109 | 0 | 0 | 0 | 0 | 0
LDNO LV: LV Medium Non-Domestic | 20306 | 5-8 | 1.292 | 0.064 | 0 | 3.98 | 0 | 0
LDNO LV: LV Network Domestic | 20307 | 0 | 19.747 | 0.342 | 0.092 | 2.93 | 0 | 0
LDNO LV: LV Network Non-Domestic Non-CT | 20308 | 0 | 20.975 | 0.363 | 0.097 | 4.75 | 0 | 0
LDNO LV: LV HH Metered | 20309 | 0 | 15.867 | 0.229 | 0.065 | 6.71 | 1.76 | 0.24 | 1.76
LDNO LV: NHH UMS category A | 20310 | 8 | 1.562 | 0 | 0 | 0 | 0 | 0
LDNO LV: NHH UMS category B | 20311 | 1 | 2.191 | 0 | 0 | 0 | 0 | 0
LDNO LV: NHH UMS category C | 20312 | 1 | 3.51 | 0 | 0 | 0 | 0 | 0
LDNO LV: NHH UMS category D | 20313 | 1 | 0.957 | 0 | 0 | 0 | 0 | 0
LDNO LV: LV UMS (Pseudo HH Metered) | 20314 | 0 | 47.775 | 0.961 | 0.563 | 0 | 0 | 0
LDNO LV: LV Generation NHH or Aggregate HH | 20315 | 8 & 0 | -0.673 | 0 | 0 | 0 | 0 | 0
LDNO LV: LV Generation Intermittent | 20316 | 0 | -0.673 | 0 | 0 | 0 | 0 | 0.155
LDNO LV: LV Generation Non-Intermittent | 20317 | 0 | -8.077 | -0.353 | -0.101 | 0 | 0 | 0.155
LDNO HV: Domestic Unrestricted | 20318 | 1 | 1.156 | 0 | 0 | 1.74 | 0 | 0
LDNO HV: Domestic Two Rate | 20319 | 2 | 1.389 | 0.058 | 0 | 1.74 | 0 | 0
LDNO HV: Domestic Off Peak (related MPAN) | 20320 | 2 | 0.059 | 0 | 0 | 0 | 0 | 0
LDNO HV: Small Non Domestic Unrestricted | 20321 | 3 | 0.937 | 0 | 0 | 2.82 | 0 | 0
LDNO HV: Small Non Domestic Two Rate | 20322 | 4 | 1.094 | 0.059 | 0 | 2.82 | 0 | 0
LDNO HV: Small Non Domestic Off Peak (related MPAN) | 20323 | 4 | 0.065 | 0 | 0 | 0 | 0 | 0
LDNO HV: LV Medium Non-Domestic | 20324 | 5-8 | 0.767 | 0.038 | 0 | 2.36 | 0 | 0
LDNO HV: LV Network Domestic | 20325 | 0 | 11.723 | 0.203 | 0.054 | 1.74 | 0 | 0
LDNO HV: LV Network Non-Domestic Non-CT | 20326 | 0 | 12.452 | 0.216 | 0.058 | 2.82 | 0 | 0
LDNO HV: LV HH Metered | 20327 | 0 | 9.42 | 0.136 | 0.038 | 3.98 | 1.05 | 0.143 | 1.05
LDNO HV: LV Sub HH Metered | 20328 | 0 | 13.699 | 0.135 | 0.044 | 5.04 | 1.88 | 0.192 | 1.88
LDNO HV: HV HH Metered | 20329 | 0 | 13.935 | 0.085 | 0.033 | 59.26 | 1.87 | 0.183 | 1.87
LDNO HV: NHH UMS category A | 20330 | 8 | 0.928 | 0 | 0 | 0 | 0 | 0
LDNO HV: NHH UMS category B | 20331 | 1 | 1.301 | 0 | 0 | 0 | 0 | 0
LDNO HV: NHH UMS category C | 20332 | 1 | 2.084 | 0 | 0 | 0 | 0 | 0
LDNO HV: NHH UMS category D | 20333 | 1 | 0.568 | 0 | 0 | 0 | 0 | 0
LDNO HV: LV UMS (Pseudo HH Metered) | 20334 | 0 | 28.363 | 0.57 | 0.334 | 0 | 0 | 0
LDNO HV: LV Generation NHH or Aggregate HH | 20335 | 8 & 0 | -0.673 | 0 | 0 | 0 | 0 | 0
LDNO HV: LV Sub Generation NHH | 20336 | 8 | -0.61 | 0 | 0 | 0 | 0 | 0
LDNO HV: LV Generation Intermittent | 20337 | 0 | -0.673 | 0 | 0 | 0 | 0 | 0.155
LDNO HV: LV Generation Non-Intermittent | 20338 | 0 | -8.077 | -0.353 | -0.101 | 0 | 0 | 0.155
LDNO HV: LV Sub Generation Intermittent | 20339 | 0 | -0.61 | 0 | 0 | 0 | 0 | 0.13
LDNO HV: LV Sub Generation Non-Intermittent | 20340 | 0 | -7.449 | -0.301 | -0.09 | 0 | 0 | 0.13
LDNO HV: HV Generation Intermittent | 20341 | 0 | -0.389 | 0 | 0 | 0 | 0 | 0.099
LDNO HV: HV Generation Non-Intermittent | 20342 | 0 | -5.267 | -0.124 | -0.051 | 0 | 0 | 0.099
LDNO HVplus: Domestic Unrestricted | 20343 | 1 | 0.895 |  |  | 1.35 |  |  |  | 0.895 |  |  | 1.35
LDNO HVplus: Domestic Two Rate | 20344 | 2 | 1.075 | 0.045 |  | 1.35 |  |  |  | 1.075 | 0.045 |  | 1.35
LDNO HVplus: Domestic Off Peak (related MPAN) | 20345 | 2 | 0.046 | [6 empty] | 0.046
LDNO HVplus: Small Non Domestic Unrestricted | 20346 | 3 | 0.725 |  |  | 2.18 |  |  |  | 0.725 |  |  | 2.18
LDNO HVplus: Small Non Domestic Two Rate | 20347 | 4 | 0.847 | 0.046 |  | 2.18 |  |  |  | 0.847 | 0.046 |  | 2.18
LDNO HVplus: Small Non Domestic Off Peak (related MPAN) | 20348 | 4 | 0.05 | [6 empty] | 0.05
LDNO HVplus: LV Medium Non-Domestic | 20349 | 5-8 | 0.594 | 0.029 |  | 1.83 |  |  |  | 0.594 | 0.029 |  | 1.83
LDNO HVplus: LV Sub Medium Non-Domestic | 20350 | 5-8 | 0.901 | 0.042 |  | 2.19 |  |  |  | 0.901 | 0.042 |  | 2.19
LDNO HVplus: HV Medium Non-Domestic | 20351 | 5-8 | 0.873 | 0.024 |  | 44.85 |  |  |  | 0.873 | 0.024 |  | 44.85
LDNO HVplus: LV Network Domestic | 20352 | 0 | 9.073 | 0.157 | 0.042 | 1.35 |  |  |  | 9.073 | 0.157 | 0.042 | 1.35
LDNO HVplus: LV Network Non-Domestic Non-CT | 20353 | 0 | 9.637 | 0.167 | 0.045 | 2.18 |  |  |  | 9.637 | 0.167 | 0.045 | 2.18
LDNO HVplus: LV HH Metered | 20354 | 0 | 7.291 | 0.105 | 0.03 | 3.08 | 0.81 | 0.11 | 0.81 | 7.291 | 0.105 | 0.03 | 3.08 | 0.81 | 0.11
LDNO HVplus: LV Sub HH Metered | 20355 | 0 | 10.444 | 0.103 | 0.034 | 3.84 | 1.43 | 0.147 | 1.43 | 10.444 | 0.103 | 0.034 | 3.84 | 1.43 | 0.147
LDNO HVplus: HV HH Metered | 20356 | 0 | 10.547 | 0.064 | 0.025 | 44.85 | 1.41 | 0.139 | 1.41 | 10.547 | 0.064 | 0.025 | 44.85 | 1.41 | 0.139
LDNO HVplus: NHH UMS category A | 20357 | 8 | 0.718 | [6 empty] | 0.718
LDNO HVplus: NHH UMS category B | 20358 | 1 | 1.007 | [6 empty] | 1.007
LDNO HVplus: NHH UMS category C | 20359 | 1 | 1.613 | [6 empty] | 1.613
LDNO HVplus: NHH UMS category D | 20360 | 1 | 0.44 | [6 empty] | 0.44
LDNO HVplus: LV UMS (Pseudo HH Metered) | 20361 | 0 | 21.951 | 0.441 | 0.259 |  |  |  |  | 21.951 | 0.441 | 0.259
LDNO HVplus: LV Generation NHH or Aggregate HH | 20362 | 8 & 0 | -0.314 |  |  | 0 |  |  |  | -0.314 |  |  | 0
LDNO HVplus: LV Sub Generation NHH | 20363 | 8 | -0.336 |  |  | 0 |  |  |  | -0.336 |  |  | 0
LDNO HVplus: LV Generation Intermittent | 20364 | 0 | -0.314 |  |  | 0 |  | 0.072 |  | -0.314 |  |  | 0 |  | 0.072
LDNO HVplus: LV Generation Non-Intermittent | 20365 | 0 | -3.772 | -0.165 | -0.047 | 0 |  | 0.072 |  | -3.772 | -0.165 | -0.047 | 0 |  | 0.072
LDNO HVplus: LV Sub Generation Intermittent | 20366 | 0 | -0.336 |  |  | 0 |  | 0.072 |  | -0.336 |  |  | 0 |  | 0.072
LDNO HVplus: LV Sub Generation Non-Intermittent | 20367 | 0 | -4.098 | -0.166 | -0.05 | 0 |  | 0.072 |  | -4.098 | -0.166 | -0.05 | 0 |  | 0.072
LDNO HVplus: HV Generation Intermittent | 20368 | 0 | -0.389 |  |  | 39.31 |  | 0.099 |  | -0.389 |  |  | 39.31 |  | 0.099
LDNO HVplus: HV Generation Non-Intermittent | 20369 | 0 | -5.267 | -0.124 | -0.051 | 39.31 |  | 0.099 |  | -5.267 | -0.124 | -0.051 | 39.31 |  | 0.099
LDNO EHV: Domestic Unrestricted | 20370 | 1 | 0.696 |  |  | 1.05 |  |  |  | 0.696 |  |  | 1.05
LDNO EHV: Domestic Two Rate | 20371 | 2 | 0.835 | 0.035 |  | 1.05 |  |  |  | 0.835 | 0.035 |  | 1.05
LDNO EHV: Domestic Off Peak (related MPAN) | 20372 | 2 | 0.036 | [6 empty] | 0.036
LDNO EHV: Small Non Domestic Unrestricted | 20373 | 3 | 0.563 |  |  | 1.7 |  |  |  | 0.563 |  |  | 1.7
LDNO EHV: Small Non Domestic Two Rate | 20374 | 4 | 0.658 | 0.035 |  | 1.7 |  |  |  | 0.658 | 0.035 |  | 1.7
LDNO EHV: Small Non Domestic Off Peak (related MPAN) | 20375 | 4 | 0.039 | [6 empty] | 0.039
LDNO EHV: LV Medium Non-Domestic | 20376 | 5-8 | 0.461 | 0.023 |  | 1.42 |  |  |  | 0.461 | 0.023 |  | 1.42
LDNO EHV: LV Sub Medium Non-Domestic | 20377 | 5-8 | 0.7 | 0.033 |  | 1.7 |  |  |  | 0.7 | 0.033 |  | 1.7
LDNO EHV: HV Medium Non-Domestic | 20378 | 5-8 | 0.679 | 0.019 |  | 34.86 |  |  |  | 0.679 | 0.019 |  | 34.86
LDNO EHV: LV Network Domestic | 20379 | 0 | 7.053 | 0.122 | 0.033 | 1.05 |  |  |  | 7.053 | 0.122 | 0.033 | 1.05
LDNO EHV: LV Network Non-Domestic Non-CT | 20380 | 0 | 7.491 | 0.13 | 0.035 | 1.7 |  |  |  | 7.491 | 0.13 | 0.035 | 1.7
LDNO EHV: LV HH Metered | 20381 | 0 | 5.667 | 0.082 | 0.023 | 2.4 | 0.63 | 0.086 | 0.63 | 5.667 | 0.082 | 0.023 | 2.4 | 0.63 | 0.086
LDNO EHV: LV Sub HH Metered | 20382 | 0 | 8.119 | 0.08 | 0.026 | 2.98 | 1.11 | 0.114 | 1.11 | 8.119 | 0.08 | 0.026 | 2.98 | 1.11 | 0.114
LDNO EHV: HV HH Metered | 20383 | 0 | 8.198 | 0.05 | 0.02 | 34.86 | 1.1 | 0.108 | 1.1 | 8.198 | 0.05 | 0.02 | 34.86 | 1.1 | 0.108
LDNO EHV: NHH UMS category A | 20384 | 8 | 0.558 | [6 empty] | 0.558
LDNO EHV: NHH UMS category B | 20385 | 1 | 0.783 | [6 empty] | 0.783
LDNO EHV: NHH UMS category C | 20386 | 1 | 1.253 | [6 empty] | 1.253
LDNO EHV: NHH UMS category D | 20387 | 1 | 0.342 | [6 empty] | 0.342
LDNO EHV: LV UMS (Pseudo HH Metered) | 20388 | 0 | 17.063 | 0.343 | 0.201 |  |  |  |  | 17.063 | 0.343 | 0.201
LDNO EHV: LV Generation NHH or Aggregate HH | 20389 | 8 & 0 | -0.244 |  |  | 0 |  |  |  | -0.244 |  |  | 0
LDNO EHV: LV Sub Generation NHH | 20390 | 8 | -0.261 |  |  | 0 |  |  |  | -0.261 |  |  | 0
LDNO EHV: LV Generation Intermittent | 20391 | 0 | -0.244 |  |  | 0 |  | 0.056 |  | -0.244 |  |  | 0 |  | 0.056
LDNO EHV: LV Generation Non-Intermittent | 20392 | 0 | -2.932 | -0.128 | -0.037 | 0 |  | 0.056 |  | -2.932 | -0.128 | -0.037 | 0 |  | 0.056
LDNO EHV: LV Sub Generation Intermittent | 20393 | 0 | -0.261 |  |  | 0 |  | 0.056 |  | -0.261 |  |  | 0 |  | 0.056
LDNO EHV: LV Sub Generation Non-Intermittent | 20394 | 0 | -3.186 | -0.129 | -0.038 | 0 |  | 0.056 |  | -3.186 | -0.129 | -0.038 | 0 |  | 0.056
LDNO EHV: HV Generation Intermittent | 20395 | 0 | -0.302 |  |  | 30.56 |  | 0.077 |  | -0.302 |  |  | 30.56 |  | 0.077
LDNO EHV: HV Generation Non-Intermittent | 20396 | 0 | -4.094 | -0.096 | -0.04 | 30.56 |  | 0.077 |  | -4.094 | -0.096 | -0.04 | 30.56 |  | 0.077
LDNO 132kV/EHV: Domestic Unrestricted | 20397 | 1 | 0.531 |  |  | 0.8 |  |  |  | 0.531 |  |  | 0.8
LDNO 132kV/EHV: Domestic Two Rate | 20398 | 2 | 0.637 | 0.027 |  | 0.8 |  |  |  | 0.637 | 0.027 |  | 0.8
LDNO 132kV/EHV: Domestic Off Peak (related MPAN) | 20399 | 2 | 0.027 | [6 empty] | 0.027
LDNO 132kV/EHV: Small Non Domestic Unrestricted | 20400 | 3 | 0.43 |  |  | 1.29 |  |  |  | 0.43 |  |  | 1.29
LDNO 132kV/EHV: Small Non Domestic Two Rate | 20401 | 4 | 0.502 | 0.027 |  | 1.29 |  |  |  | 0.502 | 0.027 |  | 1.29
LDNO 132kV/EHV: Small Non Domestic Off Peak (related MPAN) | 20402 | 4 | 0.03 | [6 empty] | 0.03
LDNO 132kV/EHV: LV Medium Non-Domestic | 20403 | 5-8 | 0.352 | 0.017 |  | 1.08 |  |  |  | 0.352 | 0.017 |  | 1.08
LDNO 132kV/EHV: LV Sub Medium Non-Domestic | 20404 | 5-8 | 0.534 | 0.025 |  | 1.3 |  |  |  | 0.534 | 0.025 |  | 1.3
LDNO 132kV/EHV: HV Medium Non-Domestic | 20405 | 5-8 | 0.518 | 0.014 |  | 26.59 |  |  |  | 0.518 | 0.014 |  | 26.59
LDNO 132kV/EHV: LV Network Domestic | 20406 | 0 | 5.38 | 0.093 | 0.025 | 0.8 |  |  |  | 5.38 | 0.093 | 0.025 | 0.8
LDNO 132kV/EHV: LV Network Non-Domestic Non-CT | 20407 | 0 | 5.714 | 0.099 | 0.027 | 1.29 |  |  |  | 5.714 | 0.099 | 0.027 | 1.29
LDNO 132kV/EHV: LV HH Metered | 20408 | 0 | 4.323 | 0.063 | 0.018 | 1.83 | 0.48 | 0.065 | 0.48 | 4.323 | 0.063 | 0.018 | 1.83 | 0.48 | 0.065
LDNO 132kV/EHV: LV Sub HH Metered | 20409 | 0 | 6.193 | 0.061 | 0.02 | 2.28 | 0.85 | 0.087 | 0.85 | 6.193 | 0.061 | 0.02 | 2.28 | 0.85 | 0.087
LDNO 132kV/EHV: HV HH Metered | 20410 | 0 | 6.254 | 0.038 | 0.015 | 26.59 | 0.84 | 0.082 | 0.84 | 6.254 | 0.038 | 0.015 | 26.59 | 0.84 | 0.082
LDNO 132kV/EHV: NHH UMS category A | 20411 | 8 | 0.426 | [6 empty] | 0.426
LDNO 132kV/EHV: NHH UMS category B | 20412 | 1 | 0.597 | [6 empty] | 0.597
LDNO 132kV/EHV: NHH UMS category C | 20413 | 1 | 0.956 | [6 empty] | 0.956
LDNO 132kV/EHV: NHH UMS category D | 20414 | 1 | 0.261 | [6 empty] | 0.261
LDNO 132kV/EHV: LV UMS (Pseudo HH Metered) | 20415 | 0 | 13.016 | 0.262 | 0.153 |  |  |  |  | 13.016 | 0.262 | 0.153
LDNO 132kV/EHV: LV Generation NHH or Aggregate HH | 20416 | 8 & 0 | -0.186 |  |  | 0 |  |  |  | -0.186 |  |  | 0
LDNO 132kV/EHV: LV Sub Generation NHH | 20417 | 8 | -0.199 |  |  | 0 |  |  |  | -0.199 |  |  | 0
LDNO 132kV/EHV: LV Generation Intermittent | 20418 | 0 | -0.186 |  |  | 0 |  | 0.043 |  | -0.186 |  |  | 0 |  | 0.043
LDNO 132kV/EHV: LV Generation Non-Intermittent | 20419 | 0 | -2.237 | -0.098 | -0.028 | 0 |  | 0.043 |  | -2.237 | -0.098 | -0.028 | 0 |  | 0.043
LDNO 132kV/EHV: LV Sub Generation Intermittent | 20420 | 0 | -0.199 |  |  | 0 |  | 0.042 |  | -0.199 |  |  | 0 |  | 0.042
LDNO 132kV/EHV: LV Sub Generation Non-Intermittent | 20421 | 0 | -2.43 | -0.098 | -0.029 | 0 |  | 0.042 |  | -2.43 | -0.098 | -0.029 | 0 |  | 0.042
LDNO 132kV/EHV: HV Generation Intermittent | 20422 | 0 | -0.231 |  |  | 23.31 |  | 0.059 |  | -0.231 |  |  | 23.31 |  | 0.059
LDNO 132kV/EHV: HV Generation Non-Intermittent | 20423 | 0 | -3.123 | -0.074 | -0.03 | 23.31 |  | 0.059 |  | -3.123 | -0.074 | -0.03 | 23.31 |  | 0.059
LDNO 132kV: Domestic Unrestricted | 20424 | 1 | 0.368 |  |  | 0.55 |  |  |  | 0.368 |  |  | 0.55
LDNO 132kV: Domestic Two Rate | 20425 | 2 | 0.442 | 0.018 |  | 0.55 |  |  |  | 0.442 | 0.018 |  | 0.55
LDNO 132kV: Domestic Off Peak (related MPAN) | 20426 | 2 | 0.019 | [6 empty] | 0.019
LDNO 132kV: Small Non Domestic Unrestricted | 20427 | 3 | 0.298 |  |  | 0.9 |  |  |  | 0.298 |  |  | 0.9
LDNO 132kV: Small Non Domestic Two Rate | 20428 | 4 | 0.348 | 0.019 |  | 0.9 |  |  |  | 0.348 | 0.019 |  | 0.9
LDNO 132kV: Small Non Domestic Off Peak (related MPAN) | 20429 | 4 | 0.021 | [6 empty] | 0.021
LDNO 132kV: LV Medium Non-Domestic | 20430 | 5-8 | 0.244 | 0.012 |  | 0.75 |  |  |  | 0.244 | 0.012 |  | 0.75
LDNO 132kV: LV Sub Medium Non-Domestic | 20431 | 5-8 | 0.371 | 0.017 |  | 0.9 |  |  |  | 0.371 | 0.017 |  | 0.9
LDNO 132kV: HV Medium Non-Domestic | 20432 | 5-8 | 0.359 | 0.01 |  | 18.46 |  |  |  | 0.359 | 0.01 |  | 18.46
LDNO 132kV: LV Network Domestic | 20433 | 0 | 3.734 | 0.065 | 0.017 | 0.55 |  |  |  | 3.734 | 0.065 | 0.017 | 0.55
LDNO 132kV: LV Network Non-Domestic Non-CT | 20434 | 0 | 3.966 | 0.069 | 0.018 | 0.9 |  |  |  | 3.966 | 0.069 | 0.018 | 0.9
LDNO 132kV: LV HH Metered | 20435 | 0 | 3 | 0.043 | 0.012 | 1.27 | 0.33 | 0.045 | 0.33 | 3 | 0.043 | 0.012 | 1.27 | 0.33 | 0.045
LDNO 132kV: LV Sub HH Metered | 20436 | 0 | 4.298 | 0.042 | 0.014 | 1.58 | 0.59 | 0.06 | 0.59 | 4.298 | 0.042 | 0.014 | 1.58 | 0.59 | 0.06
LDNO 132kV: HV HH Metered | 20437 | 0 | 4.34 | 0.026 | 0.01 | 18.46 | 0.58 | 0.057 | 0.58 | 4.34 | 0.026 | 0.01 | 18.46 | 0.58 | 0.057
LDNO 132kV: NHH UMS category A | 20438 | 8 | 0.295 | [6 empty] | 0.295
LDNO 132kV: NHH UMS category B | 20439 | 1 | 0.414 | [6 empty] | 0.414
LDNO 132kV: NHH UMS category C | 20440 | 1 | 0.664 | [6 empty] | 0.664
LDNO 132kV: NHH UMS category D | 20441 | 1 | 0.181 | [6 empty] | 0.181
LDNO 132kV: LV UMS (Pseudo HH Metered) | 20442 | 0 | 9.034 | 0.182 | 0.106 |  |  |  |  | 9.034 | 0.182 | 0.106
LDNO 132kV: LV Generation NHH or Aggregate HH | 20443 | 8 & 0 | -0.129 |  |  | 0 |  |  |  | -0.129 |  |  | 0
LDNO 132kV: LV Sub Generation NHH | 20444 | 8 | -0.138 |  |  | 0 |  |  |  | -0.138 |  |  | 0
LDNO 132kV: LV Generation Intermittent | 20445 | 0 | -0.129 |  |  | 0 |  | 0.03 |  | -0.129 |  |  | 0 |  | 0.03
LDNO 132kV: LV Generation Non-Intermittent | 20446 | 0 | -1.552 | -0.068 | -0.019 | 0 |  | 0.03 |  | -1.552 | -0.068 | -0.019 | 0 |  | 0.03
LDNO 132kV: LV Sub Generation Intermittent | 20447 | 0 | -0.138 |  |  | 0 |  | 0.029 |  | -0.138 |  |  | 0 |  | 0.029
LDNO 132kV: LV Sub Generation Non-Intermittent | 20448 | 0 | -1.687 | -0.068 | -0.02 | 0 |  | 0.029 |  | -1.687 | -0.068 | -0.02 | 0 |  | 0.029
LDNO 132kV: HV Generation Intermittent | 20449 | 0 | -0.16 |  |  | 16.18 |  | 0.041 |  | -0.16 |  |  | 16.18 |  | 0.041
LDNO 132kV: HV Generation Non-Intermittent | 20450 | 0 | -2.168 | -0.051 | -0.021 | 16.18 |  | 0.041 |  | -2.168 | -0.051 | -0.021 | 16.18 |  | 0.041
LDNO 0000: Domestic Unrestricted | 20451 | 1 | 0.151 |  |  | 0.23 |  |  |  | 0.151 |  |  | 0.23
LDNO 0000: Domestic Two Rate | 20452 | 2 | 0.181 | 0.008 |  | 0.23 |  |  |  | 0.181 | 0.008 |  | 0.23
LDNO 0000: Domestic Off Peak (related MPAN) | 20453 | 2 | 0.008 | [6 empty] | 0.008
LDNO 0000: Small Non Domestic Unrestricted | 20454 | 3 | 0.122 |  |  | 0.37 |  |  |  | 0.122 |  |  | 0.37
LDNO 0000: Small Non Domestic Two Rate | 20455 | 4 | 0.143 | 0.008 |  | 0.37 |  |  |  | 0.143 | 0.008 |  | 0.37
LDNO 0000: Small Non Domestic Off Peak (related MPAN) | 20456 | 4 | 0.008 | [6 empty] | 0.008
LDNO 0000: LV Medium Non-Domestic | 20457 | 5-8 | 0.1 | 0.005 |  | 0.31 |  |  |  | 0.1 | 0.005 |  | 0.31
LDNO 0000: LV Sub Medium Non-Domestic | 20458 | 5-8 | 0.152 | 0.007 |  | 0.37 |  |  |  | 0.152 | 0.007 |  | 0.37
LDNO 0000: HV Medium Non-Domestic | 20459 | 5-8 | 0.147 | 0.004 |  | 7.57 |  |  |  | 0.147 | 0.004 |  | 7.57
LDNO 0000: LV Network Domestic | 20460 | 0 | 1.531 | 0.027 | 0.007 | 0.23 |  |  |  | 1.531 | 0.027 | 0.007 | 0.23
LDNO 0000: LV Network Non-Domestic Non-CT | 20461 | 0 | 1.626 | 0.028 | 0.008 | 0.37 |  |  |  | 1.626 | 0.028 | 0.008 | 0.37
LDNO 0000: LV HH Metered | 20462 | 0 | 1.23 | 0.018 | 0.005 | 0.52 | 0.14 | 0.019 | 0.14 | 1.23 | 0.018 | 0.005 | 0.52 | 0.14 | 0.019
LDNO 0000: LV Sub HH Metered | 20463 | 0 | 1.762 | 0.017 | 0.006 | 0.65 | 0.24 | 0.025 | 0.24 | 1.762 | 0.017 | 0.006 | 0.65 | 0.24 | 0.025
LDNO 0000: HV HH Metered | 20464 | 0 | 1.779 | 0.011 | 0.004 | 7.57 | 0.24 | 0.023 | 0.24 | 1.779 | 0.011 | 0.004 | 7.57 | 0.24 | 0.023
LDNO 0000: NHH UMS category A | 20465 | 8 | 0.121 | [6 empty] | 0.121
LDNO 0000: NHH UMS category B | 20466 | 1 | 0.17 | [6 empty] | 0.17
LDNO 0000: NHH UMS category C | 20467 | 1 | 0.272 | [6 empty] | 0.272
LDNO 0000: NHH UMS category D | 20468 | 1 | 0.074 | [6 empty] | 0.074
LDNO 0000: LV UMS (Pseudo HH Metered) | 20469 | 0 | 3.704 | 0.074 | 0.044 |  |  |  |  | 3.704 | 0.074 | 0.044
LDNO 0000: LV Generation NHH or Aggregate HH | 20470 | 8 & 0 | -0.053 |  |  | 0 |  |  |  | -0.053 |  |  | 0
LDNO 0000: LV Sub Generation NHH | 20471 | 8 | -0.057 |  |  | 0 |  |  |  | -0.057 |  |  | 0
LDNO 0000: LV Generation Intermittent | 20472 | 0 | -0.053 |  |  | 0 |  | 0.012 |  | -0.053 |  |  | 0 |  | 0.012
LDNO 0000: LV Generation Non-Intermittent | 20473 | 0 | -0.636 | -0.028 | -0.008 | 0 |  | 0.012 |  | -0.636 | -0.028 | -0.008 | 0 |  | 0.012
LDNO 0000: LV Sub Generation Intermittent | 20474 | 0 | -0.057 |  |  | 0 |  | 0.012 |  | -0.057 |  |  | 0 |  | 0.012
LDNO 0000: LV Sub Generation Non-Intermittent | 20475 | 0 | -0.691 | -0.028 | -0.008 | 0 |  | 0.012 |  | -0.691 | -0.028 | -0.008 | 0 |  | 0.012
LDNO 0000: HV Generation Intermittent | 20476 | 0 | -0.066 |  |  | 6.63 |  | 0.017 |  | -0.066 |  |  | 6.63 |  | 0.017
LDNO 0000: HV Generation Non-Intermittent | 20477 | 0 | -0.889 | -0.021 | -0.009 | 6.63 |  | 0.017 |  | -0.889 | -0.021 | -0.009 | 6.63 |  | 0.017

## Annex 5 LLFs
Back to Overview
The line loss factors contained in this statement are published in good faith. However, the line loss factors that are approved by the BSC Panel and published on the Elexon website will take precedence and be used in Settlement if they differ from these values.
Western Power Distribution (South West) plc - Illustrative LLFs for year beginning 1 April 2017
Time periods | Period 1 | Period 2 | Period 3 | Period 4
| Peak | Winter | Night | Other
Monday to Friday Mar to Oct |  |  | 00:00 - 06:30 23:30 - 24:00 | 06:30 - 23:30
Monday to Friday Nov to Feb | 16:00 - 19:00 | 06:30 - 16:00 | 00:00 - 06:30 23:30 - 24:00 | 19:00 - 23:30
Saturday and Sunday All Year |  |  | 00:00 - 06:30 23:30 - 24:00 | 06:30 - 23:30
Notes | All the above times are in UK Clock time
Generic Demand and Generation LLFs
Metered voltage, respective periods and associated LLFCs
Metered Voltage | Period 1 | Period 2 | Period 3 | Period 4 | Associated LLFC
Low Voltage Network | 1.085 | 1.078 | 1.07 | 1.073 | 10, 20, 30, 40, 110, 202, 203, 210, 251, 430, 527, 570, 581, 970, 977, 978, 979, 980
Low Voltage Substation | 1.07 | 1.065 | 1.059 | 1.062 | 526, 540, 551
High Voltage Network | 1.057 | 1.05 | 1.039 | 1.045 | 510, 521, 524
High Voltage Substation | 1.034 | 1.031 | 1.025 | 1.028 | 522, 523, 525
EHV connected | 1.024 | 1.021 | 1.017 | 1.019 | 670, 671
132/EHV connected | 1.011 | 1.011 | 1.009 | 1.01
132/HV connected | 1.014 | 1.012 | 1.01 | 1.011
132kV connected | 1.008 | 1.007 | 1.005 | 1.006
EHV site specific LLFs
Demand
Site | Period 1 | Period 2 | Period 3 | Period 4 | Associated LLFC
Till House PV | 1.024 | 1.021 | 1.017 | 1.019 | 262
Outlands Wood PV | 1.024 | 1.021 | 1.017 | 1.019 | 263
Culmhead PV | 1.024 | 1.021 | 1.017 | 1.019 | 264
Whitchurch Farm PV | 1.024 | 1.021 | 1.017 | 1.019 | 265
Kingsland Barton PV | 1.024 | 1.021 | 1.017 | 1.019 | 266
Mendip Solar PV | 1.024 | 1.021 | 1.017 | 1.019 | 267
St Stephen PV | 1.024 | 1.021 | 1.017 | 1.019 | 268
Trewidland PV | 1.024 | 1.021 | 1.017 | 1.019 | 269
Watchfield Lawn PV | 1.024 | 1.021 | 1.017 | 1.019 | 270
Gover Park PV | 1.024 | 1.021 | 1.017 | 1.019 | 271
North Wayton PV | 1.024 | 1.021 | 1.017 | 1.019 | 272
Week Farm PV | 1.024 | 1.021 | 1.017 | 1.019 | 273
Cullompton PV | 1.024 | 1.021 | 1.017 | 1.019 | 274
Dinder Farm PV | 1.024 | 1.021 | 1.017 | 1.019 | 275
Pitts Farm PV | 1.024 | 1.021 | 1.017 | 1.019 | 277
Kerriers PV | 1.024 | 1.021 | 1.017 | 1.019 | 278
Ernesettle STOR | 1.024 | 1.021 | 1.017 | 1.019 | 279
Goonhilly PV | 1.024 | 1.021 | 1.017 | 1.019 | 281
Nanteague PV | 1.024 | 1.021 | 1.017 | 1.019 | 282
Bidwell Dartington PV | 1.024 | 1.021 | 1.017 | 1.019 | 283
New Row Farm PV | 1.024 | 1.021 | 1.017 | 1.019 | 284
Victoria (WBAR3) WF | 1.024 | 1.021 | 1.017 | 1.019 | 285
Four Barrows 2 PV | 1.024 | 1.021 | 1.017 | 1.019 | 286
Redlands Farm PV | 1.024 | 1.021 | 1.017 | 1.019 | 287
Tengore Lane PV | 1.024 | 1.021 | 1.017 | 1.019 | 288
Liverton Farm PV | 1.024 | 1.021 | 1.017 | 1.019 | 289
Yonder Parks PV | 1.024 | 1.021 | 1.017 | 1.019 | 290
Somerton Door PV | 1.024 | 1.021 | 1.017 | 1.019 | 291
Carditch Drove PV | 1.024 | 1.021 | 1.017 | 1.019 | 292
Capelands Farm PV | 1.024 | 1.021 | 1.017 | 1.019 | 293
East Youlstone WF | 1.024 | 1.021 | 1.017 | 1.019 | 294
Francis Court Farm PV | 1.024 | 1.021 | 1.017 | 1.019 | 295
Northwood PV | 1.024 | 1.021 | 1.017 | 1.019 | 296
Tricky Warren PV | 1.024 | 1.021 | 1.017 | 1.019 | 297
Iwood Lane PV | 1.024 | 1.021 | 1.017 | 1.019 | 298
Rydon Farm PV | 1.024 | 1.021 | 1.017 | 1.019 | 299
Balls Wood PV | 1.024 | 1.021 | 1.017 | 1.019 | 300
Ashlawn Farm PV | 1.024 | 1.021 | 1.017 | 1.019 | 301
Pencoose Farm PV | 1.024 | 1.021 | 1.017 | 1.019 | 302
Hawkers Farm PV | 1.024 | 1.021 | 1.017 | 1.019 | 303
Hurcott PV | 1.024 | 1.021 | 1.017 | 1.019 | 304
Garvinack Farm PV | 1.024 | 1.021 | 1.017 | 1.019 | 305
Newton Barton PV | 1.024 | 1.021 | 1.017 | 1.019 | 306
Coombeshead Farm PV | 1.024 | 1.021 | 1.017 | 1.019 | 307
Walland Farm PV | 1.024 | 1.021 | 1.017 | 1.019 | 308
Ashcombe PV | 1.024 | 1.021 | 1.017 | 1.019 | 309
Newnham Farm PV | 1.024 | 1.021 | 1.017 | 1.019 | 310
Roskrow Barton PV | 1.024 | 1.021 | 1.017 | 1.019 | 311
Parkview PV | 1.024 | 1.021 | 1.017 | 1.019 | 312
Towerhead Farm PV | 1.024 | 1.021 | 1.017 | 1.019 | 313
Rookery Farm PV | 1.024 | 1.021 | 1.017 | 1.019 | 314
Bystock Farm PV | 1.024 | 1.021 | 1.017 | 1.019 | 315
Pylle PVs Boundary Imports | 1.024 | 1.021 | 1.017 | 1.019 | 316
Burthy Farm PV | 1.024 | 1.021 | 1.017 | 1.019 | 317
Wilton Farm PV | 1.024 | 1.021 | 1.017 | 1.019 | 318
Coombe Farm PV | 1.024 | 1.021 | 1.017 | 1.019 | 319
Higher Bye Farm PV | 1.024 | 1.021 | 1.017 | 1.019 | 320
Wilton Farm WF | 1.024 | 1.021 | 1.017 | 1.019 | 321
Denzell Downs WF | 1.024 | 1.021 | 1.017 | 1.019 | 322
Puriton Landfill PV_1 | 1.024 | 1.021 | 1.017 | 1.019 | 323
Portworthy Dams PV Site 1 | 1.024 | 1.021 | 1.017 | 1.019 | 324
Wick Farm Site 1 PV | 1.024 | 1.021 | 1.017 | 1.019 | 325
Wick Farm Site 2 PV | 1.024 | 1.021 | 1.017 | 1.019 | 326
Batsworthy Cross WF | 1.024 | 1.021 | 1.017 | 1.019 | 327
Portworthy Dams PV Site 2 | 1.024 | 1.021 | 1.017 | 1.019 | 328
Crewkerne PV Site 1 | 1.024 | 1.021 | 1.017 | 1.019 | 329
Crewkerne PV Site 2 | 1.024 | 1.021 | 1.017 | 1.019 | 330
Tonedale Farm PV | 1.024 | 1.021 | 1.017 | 1.019 | 331
Puriton Landfill PV_2 | 1.024 | 1.021 | 1.017 | 1.019 | 332
Red Hill Farm PV | 1.024 | 1.021 | 1.017 | 1.019 | 333
Chelwood PV | 1.024 | 1.021 | 1.017 | 1.019 | 334
West Carclaze Site 1 | 1.024 | 1.021 | 1.017 | 1.019 | 335
West Carclaze Site 2 | 1.024 | 1.021 | 1.017 | 1.019 | 336
Northmoor (embd) PV | 1.024 | 1.021 | 1.017 | 1.019 | 337
Nmoor Little Tinney WF | 1.024 | 1.021 | 1.017 | 1.019 | 338
Nmoor Little Balsdon WF | 1.024 | 1.021 | 1.017 | 1.019 | 339
Nmoor Hornacott PV | 1.024 | 1.021 | 1.017 | 1.019 | 340
Imerys Blackpool | 1.034 | 1.031 | 1.025 | 1.028 | 600
Otterham WT Feeder1 | 1.011 | 1.011 | 1.009 | 1.01 | 603
Wyld Meadow PV Farm | 1.024 | 1.021 | 1.017 | 1.019 | 607
Prince Rock STOR | 1.024 | 1.021 | 1.017 | 1.019 | 608
Bradon Farm | 1.024 | 1.053 | 1.052 | 1.053 | 612
Carland Cross | 1.024 | 1.021 | 1.017 | 1.019 | 613
Cold Northcott | 1.024 | 1.021 | 1.017 | 1.019 | 614
Forest Moor Wind 1 | 1.024 | 1.021 | 1.017 | 1.019 | 615
Forest Moor Wind 2 | 1.024 | 1.021 | 1.017 | 1.019 | 616
Four Burrows | 1.024 | 1.021 | 1.017 | 1.019 | 617
Canworthy PV | 1.008 | 1.007 | 1.005 | 1.006 | 618
St. Breock | 1.024 | 1.021 | 1.017 | 1.019 | 619
Babcock Marine Central Intake | 1.014 | 1.014 | 1.014 | 1.014 | 620
Denbrook Wind Farm | 1.024 | 1.021 | 1.017 | 1.019 | 623
Wavehub Hayle | 1.024 | 1.021 | 1.017 | 1.019 | 624
Marsh Barton | 1.011 | 1.011 | 1.011 | 1.011 | 625
Connon Bridge Landfill | 1.024 | 1.021 | 1.017 | 1.019 | 626
Chelson Generator | 1.024 | 1.021 | 1.017 | 1.019 | 627
Darracott | 1.024 | 1.021 | 1.017 | 1.019 | 628
Bears Down | 1.024 | 1.021 | 1.017 | 1.019 | 629
Untd Mns Redruth St.Day | 1.024 | 1.021 | 1.017 | 1.019 | 632
Shooter's Bottom | 1.024 | 1.021 | 1.017 | 1.019 | 633
Heathfield | 1.024 | 1.021 | 1.017 | 1.019 | 634
Goonhilly | 1.024 | 1.021 | 1.017 | 1.019 | 635
Delabole | 1.024 | 1.021 | 1.017 | 1.019 | 636
Fullabrook | 1.008 | 1.007 | 1.009 | 1.006 | 637
Hemerdon Mine | 1.024 | 1.021 | 1.017 | 1.019 | 638
Trenoweth Farm | 1.024 | 1.021 | 1.017 | 1.019 | 639
Rolls Royce Filton TT | 1.024 | 1.021 | 1.017 | 1.019 | 640
Woodland Barton Farm | 1.024 | 1.021 | 1.017 | 1.019 | 642
Manor Farm | 1.024 | 1.021 | 1.017 | 1.019 | 643
Churchtown Farm | 1.024 | 1.021 | 1.017 | 1.019 | 644
Trenouth Farm | 1.024 | 1.021 | 1.017 | 1.019 | 645
West Kingsmill | 1.024 | 1.021 | 1.017 | 1.019 | 646
Howton Farm | 1.024 | 1.021 | 1.017 | 1.019 | 647
Newton Downs Farm PV | 1.024 | 1.021 | 1.017 | 1.019 | 649
ROF Puriton | 1.024 | 1.021 | 1.017 | 1.019 | 650
East Langford | 1.024 | 1.021 | 1.017 | 1.019 | 652
Ninnis Farm | 1.024 | 1.021 | 1.017 | 1.019 | 653
Willsland | 1.024 | 1.021 | 1.017 | 1.019 | 654
Eastcombe Farm | 1.024 | 1.021 | 1.017 | 1.019 | 655
Bratton Flemming | 1.024 | 1.021 | 1.017 | 1.019 | 656
Beaford Brook | 1.024 | 1.021 | 1.017 | 1.019 | 657
Park Wall | 1.024 | 1.021 | 1.017 | 1.019 | 658
Bradford | 1.024 | 1.021 | 1.017 | 1.019 | 659
Causilgey | 1.024 | 1.021 | 1.017 | 1.019 | 662
Beechgrove | 1.024 | 1.021 | 1.017 | 1.019 | 663
Isles of Scilly EHV | 1.034 | 1.031 | 1.025 | 1.028 | 664
Blackditch | 1.024 | 1.021 | 1.017 | 1.019 | 665
Bristol Port Co Avonmouth Dock | 1.034 | 1.031 | 1.025 | 1.028 | 669
Northmoor PV Boundary | 1.008 | 1.007 | 1.005 | 1.006 | 672
CERC St Dennis | 1.008 | 1.007 | 1.005 | 1.006 | 673
Severnside ERC | 1.008 | 1.007 | 1.005 | 1.006 | 674
Nexfor Ltd (Caberboard) | 1.041 | 1.041 | 1.039 | 1.039 | 690
SWW Tamar | 1.024 | 1.021 | 1.067 | 1.067 | 692
SWW Roadford | 1.037 | 1.037 | 1.037 | 1.037 | 694
St. Regis, Watchet | 1.01 | 1.01 | 1.01 | 1.01 | 695
Tarmac Stancombe Quarry | 1.036 | 1.037 | 1.036 | 1.036 | 696
MOD Abbeywood | 1.034 | 1.031 | 1.025 | 1.028 | 697
Hewlett Packard | 1.034 | 1.031 | 1.025 | 1.028 | 698
Bristol Water Blagdon Pump Stn | 1.034 | 1.031 | 1.025 | 1.028 | 699
Bristol International Airport | 1.034 | 1.031 | 1.025 | 1.028 | 700
British Gas Hallen | 1.034 | 1.031 | 1.025 | 1.028 | 701
Bristol Port Co R.Portbury Doc | 1.034 | 1.031 | 1.025 | 1.028 | 702
Whatley Quarry | 1.034 | 1.031 | 1.025 | 1.028 | 703
Falmouth Docks | 1.034 | 1.031 | 1.025 | 1.028 | 704
Astra Zeneca Hallen | 1.034 | 1.031 | 1.025 | 1.028 | 705
Dairy Crest Davidstow | 1.034 | 1.031 | 1.025 | 1.028 | 706
Broadpath Landfill | 1.034 | 1.031 | 1.025 | 1.028 | 707
Imerys Torycombe | 1.034 | 1.031 | 1.025 | 1.028 | 708
RUH | 1.034 | 1.031 | 1.025 | 1.028 | 709
Hill Barton Business Park | 1.034 | 1.031 | 1.025 | 1.028 | 712
Avonmouth BCC Wind Farm | 1.024 | 1.021 | 1.017 | 1.019 | 713
Bodiniel PV Park | 1.024 | 1.021 | 1.017 | 1.019 | 714
Garlenick Wind Farm | 1.024 | 1.021 | 1.017 | 1.019 | 715
Warleigh Barton PV | 1.024 | 1.021 | 1.017 | 1.019 | 716
Winnard's Perch PV | 1.024 | 1.021 | 1.017 | 1.019 | 717
Galsworthy WF | 1.008 | 1.007 | 1.005 | 1.006 | 718
BAe Filton | 1.034 | 1.031 | 1.025 | 1.028 | 720
Bristol Energy | 1.002 | 1.002 | 1.002 | 1.002 | 750
LANGAGE | 1.024 | 1.021 | 1.017 | 1.019 | 759
Imerys Drinnick | 1.034 | 1.031 | 1.025 | 1.028 | 797
Imerys Bugle | 1.034 | 1.031 | 1.025 | 1.028 | 798
Imerys Trebal | 1.034 | 1.031 | 1.025 | 1.028 | 799
Imerys Par Harbour | 1.034 | 1.031 | 1.025 | 1.028 | 800
Babcock Marine North Intake | 1.013 | 1.013 | 1.012 | 1.012 | 805
Marley Thatch PV | 1.024 | 1.021 | 1.017 | 1.019 | 810
Bristol Royal Infirmary | 1.034 | 1.031 | 1.025 | 1.028 | 811
Bristol University 33/11kV | 1.034 | 1.031 | 1.025 | 1.028 | 812
Burrowton Farm PV | 1.024 | 1.021 | 1.017 | 1.019 | 815
Callington Solar | 1.024 | 1.021 | 1.017 | 1.019 | 816
Hope Solar | 1.024 | 1.021 | 1.017 | 1.019 | 817
Avonmouth Biogas | 1.009 | 1.009 | 1.009 | 1.009 | 818
Slade Farm PV | 1.024 | 1.021 | 1.017 | 1.019 | 820
Rew Farm PV | 1.024 | 1.021 | 1.017 | 1.019 | 821
Higher Trenhayle PV | 1.024 | 1.021 | 1.017 | 1.019 | 822
Middle Treworder PV | 1.024 | 1.021 | 1.017 | 1.019 | 823
Penhale Farm PV | 1.024 | 1.021 | 1.017 | 1.019 | 824
Ayshford Court PV | 1.024 | 1.021 | 1.017 | 1.019 | 825
West Hill PV | 1.024 | 1.021 | 1.017 | 1.019 | 826
Knockworthy Farm PV | 1.024 | 1.021 | 1.017 | 1.019 | 827
University of Bath | 1.024 | 1.021 | 1.017 | 1.019 | 828
Trekenning Farm PV | 1.024 | 1.021 | 1.017 | 1.019 | 829
Four Burrows PV | 1.024 | 1.021 | 1.017 | 1.019 | 830
Halse Farm PV | 1.024 | 1.021 | 1.017 | 1.019 | 833
Hatchlands Farm PV | 1.024 | 1.021 | 1.017 | 1.019 | 834
Higher Trevartha PV | 1.024 | 1.021 | 1.017 | 1.019 | 835
Ford Farm PV | 1.024 | 1.021 | 1.017 | 1.019 | 837
Trequite Farm PV | 1.024 | 1.021 | 1.017 | 1.019 | 839
Higher Tregarne PV | 1.024 | 1.021 | 1.017 | 1.019 | 841
Higher North Beer PV | 1.024 | 1.021 | 1.017 | 1.019 | 842
Horsacott Farm PV | 1.024 | 1.021 | 1.017 | 1.019 | 843
Langunnett Farm PV | 1.024 | 1.021 | 1.017 | 1.019 | 844
Trefinnick Farm PV | 1.024 | 1.021 | 1.017 | 1.019 | 845
Little Trevease PV | 1.024 | 1.021 | 1.017 | 1.019 | 846
Marksbury PV | 1.024 | 1.021 | 1.017 | 1.019 | 847
Cobbs Cross PV | 1.024 | 1.021 | 1.017 | 1.019 | 848
Newlands Farm PV | 1.024 | 1.021 | 1.017 | 1.019 | 849
Cricket St Thomas PV | 1.024 | 1.021 | 1.017 | 1.019 | 850
Parsonage Barn PV | 1.024 | 1.021 | 1.017 | 1.019 | 851
Hewas PV Farm | 1.024 | 1.021 | 1.017 | 1.019 | 852
Crinacott Farm PV | 1.024 | 1.021 | 1.017 | 1.019 | 853
Penare Farm PV | 1.024 | 1.021 | 1.017 | 1.019 | 854
Aller Court PV | 1.024 | 1.021 | 1.017 | 1.019 | 855
Stonebarrow Farm PV | 1.024 | 1.021 | 1.017 | 1.019 | 857
Whitley Farm PV | 1.024 | 1.021 | 1.017 | 1.019 | 858
New Rendy Farm PV | 1.024 | 1.021 | 1.017 | 1.019 | 859
Tregassow Farm PV | 1.024 | 1.021 | 1.017 | 1.019 | 860
Pitworthy PV | 1.024 | 1.021 | 1.017 | 1.019 | 861
Foxcombe PV | 1.024 | 1.021 | 1.017 | 1.019 | 862
Rexon Cross PV | 1.024 | 1.021 | 1.017 | 1.019 | 863
Hazard Farm PV | 1.024 | 1.021 | 1.017 | 1.019 | 864
Luscott Barton PV | 1.024 | 1.021 | 1.017 | 1.019 | 865
Grange Farm PV | 1.024 | 1.021 | 1.017 | 1.019 | 866
Derriton Fields PV | 1.024 | 1.021 | 1.017 | 1.019 | 867
Cleave Farm PV | 1.024 | 1.021 | 1.017 | 1.019 | 868
Woolavington PV | 1.024 | 1.021 | 1.017 | 1.019 | 869
Trehawke Farm PV | 1.024 | 1.021 | 1.017 | 1.019 | 870
H Berechapel Biogas | 1.024 | 1.021 | 1.017 | 1.019 | 871
Bommertown PV | 1.024 | 1.021 | 1.017 | 1.019 | 872
Carloggas Farm PV | 1.024 | 1.021 | 1.017 | 1.019 | 873
Hexworthy Barton PV | 1.024 | 1.021 | 1.017 | 1.019 | 874
Simms (AVMO7J embedded) | 1.057 | 1.05 | 1.039 | 1.045 | 961
Flour Mills (AVMO7J imports) | 1.057 | 1.05 | 1.039 | 1.045 | 962
726: Indian Queens Standby Supply | 1.085 | 1.078 | 1.07 | 1.073 | 7049
763:Seabank Standby Supply | 1.057 | 1.05 | 1.039 | 1.045 | 7118
763:Seabank Standby Supply | 1.057 | 1.05 | 1.039 | 1.045 | 7122
Bridgwater District Energy | 1.009 | 1.01 | 1.017 | 1.01 | 7158
HammerlyDown | 1.011 | 1.011 | 1.009 | 1.01 | 7293
EHV sites specific LLFs
Generation
Site | Period 1 | Period 2 | Period 3 | Period 4 | Associated LLFC
Till House PV Export | 1.024 | 0.998 | 1.017 | 0.998 | 373
Outlands Wood PV Export | 1.024 | 1.029 | 1.017 | 1.029 | 374
Culmhead PV Export | 1.024 | 1.014 | 1.017 | 1.013 | 375
Whitchurch Farm PV Export | 1.024 | 1.036 | 1.017 | 1.036 | 376
Kingsland Barton PV Export | 1.024 | 1.046 | 1.017 | 1.046 | 377
Mendip Solar PV Export | 1.024 | 1.041 | 1.017 | 1.04 | 378
St Stephen PV Export | 1.024 | 1.013 | 1.017 | 1.013 | 379
Trewidland PV Export | 1.024 | 1.022 | 1.017 | 1.022 | 380
Watchfield Lawn PV Export | 1.024 | 1.071 | 1.017 | 1.069 | 381
Gover Park PV Export | 1.024 | 1.021 | 1.017 | 1.019 | 382
North Wayton PV Export | 1.024 | 1.008 | 1.017 | 1.008 | 383
Week Farm PV Export | 1.024 | 1.043 | 1.017 | 1.042 | 384
Cullompton PV Export | 1.024 | 1.021 | 1.017 | 1.019 | 385
Dinder Farm PV Export | 1.024 | 1.061 | 1.017 | 1.061 | 386
Pitts Farm PV Export | 1.024 | 1.061 | 1.017 | 1.061 | 388
Kerriers PV Export | 1.024 | 1.021 | 1.017 | 1.019 | 389
Ernesettle STOR Export | 1.024 | 1.021 | 1.017 | 1.019 | 390
Goonhilly PV Export | 1.024 | 1.075 | 1.017 | 1.074 | 392
Nanteague PV Export | 1.024 | 1.021 | 1.017 | 1.019 | 393
Bidwell Dartington PV Export | 1.024 | 1.021 | 1.017 | 1.019 | 394
New Row Farm PV Export | 1.024 | 1.069 | 1.017 | 1.069 | 395
Victoria (WBAR3) WF Export | 1.024 | 1.021 | 1.017 | 1.019 | 396
Four Burrows 2 PV Export | 1.024 | 1.021 | 1.017 | 1.019 | 397
Redlands Farm PV Export | 1.024 | 1.021 | 1.017 | 1.019 | 398
Tengore Lane PV Export | 1.024 | 1.021 | 1.017 | 1.019 | 399
Liverton Farm PV Export | 1.024 | 1.021 | 1.017 | 1.019 | 400
Yonder Parks PV Export | 1.024 | 1.021 | 1.017 | 1.019 | 401
Somerton Door PV Export | 1.024 | 1.021 | 1.017 | 1.019 | 402
Carditch Drove PV Export | 1.024 | 1.021 | 1.017 | 1.019 | 403
Capelands Farm PV Export | 1.024 | 1.021 | 1.017 | 1.019 | 404
East Youlstone WF Export | 1.024 | 1.021 | 1.017 | 1.019 | 405
Francis Court Farm PV Export | 1.024 | 1.021 | 1.017 | 1.019 | 406
Northwood PV Export | 1.024 | 1.021 | 1.017 | 1.019 | 407
Tricky Warren PV Export | 1.024 | 1.021 | 1.017 | 1.019 | 408
Iwood Lane PV Export | 1.024 | 1.021 | 1.017 | 1.019 | 409
Rydon Farm PV Export | 1.024 | 1.021 | 1.017 | 1.019 | 410
Balls Wood PV Export | 1.024 | 1.021 | 1.017 | 1.019 | 411
Ashlawn Farm PV Export | 1.024 | 1.021 | 1.017 | 1.019 | 412
Pencoose Farm PV Export | 1.024 | 1.021 | 1.017 | 1.019 | 413
Hawkers Farm PV Export | 1.024 | 1.021 | 1.017 | 1.019 | 414
Hurcott PV Export | 1.024 | 1.021 | 1.017 | 1.019 | 415
Garvinack Farm PV Export | 1.024 | 1.021 | 1.017 | 1.019 | 416
Newton Barton PV Export | 1.024 | 1.021 | 1.017 | 1.019 | 417
Coombeshead Farm PV Export | 1.024 | 1.021 | 1.017 | 1.019 | 418
Walland Farm PV Export | 1.024 | 1.021 | 1.017 | 1.019 | 419
Ashcombe PV Export | 1.024 | 1.021 | 1.017 | 1.019 | 420
Newnham Farm PV Export | 1.024 | 1.021 | 1.017 | 1.019 | 421
Roskrow Barton PV Export | 1.024 | 1.021 | 1.017 | 1.019 | 422
Parkview PV Export | 1.024 | 1.021 | 1.017 | 1.019 | 423
Towerhead Farm PV Export | 1.024 | 1.021 | 1.017 | 1.019 | 424
Rookery Farm PV Export | 1.024 | 1.021 | 1.017 | 1.019 | 425
Bystock Farm PV Export | 1.024 | 1.021 | 1.017 | 1.019 | 426
Pylle PV Site 1 Export | 1.024 | 1.021 | 1.017 | 1.019 | 427
Burthy Farm PV Export | 1.024 | 1.021 | 1.017 | 1.019 | 428
Wilton Farm PV Export | 1.024 | 1.021 | 1.017 | 1.019 | 429
Coombe Farm PV Export | 1.024 | 1.021 | 1.017 | 1.019 | 431
Higher Bye Farm PV Export | 1.024 | 1.021 | 1.017 | 1.019 | 432
Wilton Farm WF Export | 1.024 | 1.021 | 1.017 | 1.019 | 433
Denzell Down WF Export | 1.024 | 1.021 | 1.017 | 1.019 | 434
Puriton Landfill PV_1 Export | 1.024 | 1.021 | 1.017 | 1.019 | 435
PortworthyDams PV Site1 Export | 1.024 | 1.021 | 1.017 | 1.019 | 436
Wick Farm Site 1 PV Export | 1.024 | 1.021 | 1.017 | 1.019 | 437
Wick Farm Site 2 PV Export | 1.024 | 1.021 | 1.017 | 1.019 | 438
Batsworthy Cross WF Export | 1.024 | 1.021 | 1.017 | 1.019 | 439
PortworthyDams PV Site2 Export | 1.024 | 1.021 | 1.017 | 1.019 | 440
Crewkerne PV Site 1 Export | 1.024 | 1.021 | 1.017 | 1.019 | 441
Crewkerne PV Site 2 Export | 1.024 | 1.021 | 1.017 | 1.019 | 442
Tonedale Farm PV Export | 1.024 | 1.021 | 1.017 | 1.019 | 443
Puriton Landfill PV_2 Export | 1.024 | 1.021 | 1.017 | 1.019 | 444
Pylle PV Site 2 Export | 1.024 | 1.021 | 1.017 | 1.019 | 445
Chelwood PV Export | 1.024 | 1.021 | 1.017 | 1.019 | 446
Red Hill Farm PV Export | 1.024 | 1.021 | 1.017 | 1.019 | 447
West Carclaze Site 1 Export | 1.024 | 1.021 | 1.017 | 1.019 | 448
West Carclaze Site 2 Export | 1.024 | 1.021 | 1.017 | 1.019 | 449
Northmoor (embd) PV Export | 1.024 | 1.021 | 1.017 | 1.019 | 450
Nmoor Little Tinney WF Export | 1.024 | 1.021 | 1.017 | 1.019 | 451
Nmoor Little Balsdon WF Export | 1.024 | 1.021 | 1.017 | 1.019 | 452
Nmoor Hornacott PV Export | 1.024 | 1.021 | 1.017 | 1.019 | 453
Northmoor Boundary Export | 1.008 | 1.007 | 1.005 | 1.006 | 585
CERC St Dennis Export | 1.008 | 1.007 | 1.005 | 1.006 | 586
Severnside ERC Export | 1.008 | 1.007 | 1.005 | 1.006 | 587
Imerys Blackpool Export | 1.034 | 1.031 | 1.025 | 1.028 | 601
Blackditch Export | 1.024 | 1.044 | 1.017 | 1.044 | 666
SWW Roadford Export | 1.024 | 1.021 | 1.017 | 1.019 | 693
RUH Export | 1.034 | 1.031 | 1.025 | 1.028 | 722
Babcock Marine Central Export | 1.024 | 1.021 | 1.017 | 1.019 | 723
Trenoweth Farm Export | 1.024 | 1.015 | 1.017 | 1.014 | 724
Woodland Barton Farm Export | 1.024 | 1.016 | 1.017 | 1.016 | 725
Manor Farm Export | 1.024 | 1.012 | 1.017 | 1.012 | 726
Churchtown Farm Export | 1.024 | 1.037 | 1.017 | 1.037 | 727
Trenouth Farm Export | 1.024 | 1.049 | 1.017 | 1.049 | 728
Howton Farm Export | 1.024 | 1.025 | 1.017 | 1.025 | 732
Babcock Marine North Export | 1.024 | 1.021 | 1.017 | 1.019 | 733
Newton Downs Farm PV Export | 1.024 | 1.021 | 1.017 | 1.019 | 734
East Langford Export | 1.024 | 1.055 | 1.017 | 1.055 | 735
Ninnis Farm Export | 1.024 | 1.012 | 1.017 | 1.012 | 736
Willsland Export | 1.024 | 1.051 | 1.017 | 1.051 | 737
Eastcombe Farm Export | 1.024 | 1.03 | 1.017 | 1.029 | 738
Bratton Flemming Export | 1.024 | 1.048 | 1.017 | 1.046 | 739
Beaford Brook Export | 1.024 | 1.105 | 1.017 | 1.104 | 740
Exeter Power Export | 1.01 | 1.011 | 1.005 | 1.011 | 741
Park Wall Export | 1.024 | 1.007 | 1.017 | 1.007 | 742
Bradford Export | 1.024 | 1.025 | 1.017 | 1.024 | 743
Causilgey Export | 1.024 | 1.028 | 1.017 | 1.028 | 744
Beechgrove Export | 1.024 | 1.01 | 1.017 | 1.01 | 745
Hill Barton Bus Park Export | 1.034 | 1.031 | 1.025 | 1.028 | 746
Wavehub Hayle Export | 1.024 | 1.021 | 1.017 | 1.019 | 747
Denbrook Wind Farm Export | 1.024 | 1.021 | 1.017 | 1.019 | 748
Bristol Energy Export | 1.002 | 1.002 | 1.005 | 1.003 | 751
Connon Bridge Landfill export | 1.038 | 1.038 | 1.039 | 1.039 | 752
Chelson Generator Export | 1.024 | 1.021 | 1.017 | 1.019 | 753
Darracott Export | 1.072 | 1.072 | 1.073 | 1.073 | 754
Untd Mns Redruth St.Day Export | 1.035 | 1.035 | 1.035 | 1.035 | 757
Shooter's Bottom Export | 1.04 | 1.04 | 1.04 | 1.04 | 758
Heathfield Export | 1.037 | 1.037 | 1.037 | 1.037 | 760
Goonhilly Export | 1.058 | 1.058 | 1.064 | 1.065 | 761
Delabole EHV Export | 1.044 | 1.044 | 1.047 | 1.047 | 762
Fullabrook EHV Export | 1.005 | 1.005 | 1.006 | 1.007 | 763
Bear's Down Export | 1.037 | 1.038 | 1.04 | 1.04 | 764
Bradon Farm Export | 1.036 | 1.048 | 1.017 | 1.051 | 765
Carland Cross Export | 1.024 | 1.024 | 1.027 | 1.027 | 766
Cold Northcott Export | 1.065 | 1.064 | 1.068 | 1.068 | 767
Forest Moor Wind 1 Export | 1.06 | 1.06 | 1.061 | 1.061 | 768
Forest Moor Wind 2 Export | 1.061 | 1.061 | 1.062 | 1.062 | 769
Four Burrows Export | 1.036 | 1.036 | 1.037 | 1.037 | 770
Isles of Scilly EHV Export | 1.034 | 1.031 | 1.025 | 1.028 | 772
St Breock Export | 1.024 | 1.021 | 1.017 | 1.019 | 775
Avonmouth BCC Wind Farm Export | 1.002 | 1.002 | 1.002 | 1.002 | 776
Bodiniel PV Park Export | 1.024 | 1.029 | 1.017 | 1.029 | 777
Garlenick Wind Farm Export | 1.024 | 1.021 | 1.017 | 1.019 | 778
Warleigh Barton PV Export | 1.024 | 1.012 | 1.017 | 1.012 | 779
Winnard's Perch PV Export | 1.024 | 1.021 | 1.017 | 1.019 | 780
Galsworthy WF Export | 1.008 | 1.007 | 1.005 | 1.006 | 781
Canworthy PV Export | 1.008 | 1.007 | 1.005 | 1.006 | 783
Otterham WT Feeder1 Export | 1.011 | 1.011 | 1.009 | 1.01 | 785
Wyld Meadow PV Farm Export | 1.024 | 1.01 | 1.017 | 1.01 | 789
Marley Thatch PV Export | 1.024 | 1.022 | 1.017 | 1.022 | 790
Prince Rock STOR Export | 1.015 | 1.021 | 1.017 | 1.019 | 791
Burrowton Farm PV Export | 1.024 | 0.998 | 1.017 | 0.998 | 792
Bristol Royal Infirmary Export | 1.034 | 1.031 | 1.025 | 1.028 | 793
Imerys Torycombe export | 1.034 | 1.031 | 1.025 | 1.028 | 794
Whatley Quarry Export | 1.034 | 1.031 | 1.025 | 1.028 | 795
Imerys Trebal Export | 1.034 | 1.031 | 1.025 | 1.028 | 801
Imerys Par Harbour Export | 1.034 | 1.031 | 1.025 | 1.028 | 802
Imerys Bugle Export | 1.034 | 1.031 | 1.025 | 1.028 | 803
Imerys Drinnick Export | 1.034 | 1.031 | 1.025 | 1.028 | 804
Avonmouth Docks Export | 1.034 | 1.031 | 1.025 | 1.028 | 806
Portbury Dock Export | 1.034 | 1.031 | 1.025 | 1.028 | 807
BGAS Hallen Exports | 1.034 | 1.031 | 1.025 | 1.028 | 808
Broadpath Landfill Exports | 1.034 | 1.031 | 1.025 | 1.028 | 809
Callington Solar Export | 1.024 | 1.058 | 1.017 | 1.057 | 900
Hope Solar Export | 1.024 | 1.038 | 1.017 | 1.037 | 901
Avonmouth Biogas Export | 1.008 | 1.008 | 1.008 | 1.008 | 903
Slade Farm PV Export | 1.024 | 1.021 | 1.017 | 1.019 | 905
Rew Farm PV Export | 1.024 | 1.03 | 1.017 | 1.03 | 906
Higher Trenhayle PV Export | 1.024 | 1.061 | 1.017 | 1.061 | 907
Middle Treworder PV Export | 1.024 | 1.037 | 1.017 | 1.037 | 908
Penhale Farm PV Export | 1.024 | 1.04 | 1.017 | 1.039 | 909
Ayshford Court PV Export | 1.024 | 1.037 | 1.017 | 1.037 | 910
West Hill PV Export | 1.024 | 1.021 | 1.017 | 1.019 | 911
Knockworthy Farm PV Export | 1.024 | 1.065 | 1.017 | 1.065 | 912
Trekenning Farm PV Export | 1.024 | 1.01 | 1.017 | 1.009 | 914
Four Burrows PV Export | 1.024 | 1.042 | 1.017 | 1.041 | 915
Halse Farm PV Export | 1.024 | 1.01 | 1.017 | 1.01 | 918
Hatchlands Farm PV Export | 1.024 | 1.016 | 1.017 | 1.016 | 919
Higher Trevartha PV Export | 1.024 | 1.038 | 1.017 | 1.038 | 920
Ford Farm PV Export | 1.024 | 1.045 | 1.017 | 1.044 | 922
Trequite Farm PV Export | 1.024 | 1.017 | 1.017 | 1.017 | 924
Higher Tregarne PV Export | 1.024 | 1.037 | 1.017 | 1.036 | 926
Higher North Beer PV Export | 1.024 | 1.08 | 1.017 | 1.079 | 927
Horsacott Farm PV Export | 1.024 | 1.026 | 1.017 | 1.026 | 928
Langunnett Farm PV Export | 1.024 | 1.041 | 1.017 | 1.039 | 929
Trefinnick Farm PV Export | 1.024 | 1.063 | 1.017 | 1.063 | 930
Little Trevease PV Export | 1.024 | 1.025 | 1.017 | 1.025 | 931
Marksbury PV Export | 1.024 | 1.021 | 1.017 | 1.019 | 932
Cobbs Cross PV Export | 1.024 | 1.018 | 1.017 | 1.018 | 933
Newlands Farm PV Export | 1.024 | 1.014 | 1.017 | 1.014 | 934
Cricket St Thomas PV Export | 1.024 | 1.035 | 1.017 | 1.035 | 935
Parsonage Barn PV Export | 1.024 | 1.038 | 1.017 | 1.037 | 936
Hewas PV Farm Export | 1.024 | 1.008 | 1.017 | 1.008 | 937
Crinacott Farm PV Export | 1.024 | 1.025 | 1.017 | 1.025 | 938
Penare Farm PV Export | 1.024 | 1.014 | 1.017 | 1.014 | 939
Aller Court PV Export | 1.024 | 1.021 | 1.017 | 1.019 | 940
Stonebarrow Farm PV Export | 1.024 | 1.01 | 1.017 | 1.01 | 942
Whitley Farm PV Export | 1.024 | 1.013 | 1.017 | 1.013 | 943
New Rendy Farm PV Export | 1.024 | 1.011 | 1.017 | 1.01 | 944
Tregassow Farm PV Export | 1.024 | 1.024 | 1.017 | 1.023 | 945
Pitworthy PV Export | 1.024 | 1.023 | 1.017 | 1.023 | 946
Foxcombe PV Export | 1.024 | 1.036 | 1.017 | 1.036 | 947
Rexon Cross PV Export | 1.024 | 1.039 | 1.017 | 1.038 | 948
Hazard Farm PV Export | 1.024 | 1.014 | 1.017 | 1.014 | 949
Luscott Barton PV Export | 1.024 | 1.021 | 1.017 | 1.019 | 950
Grange Farm PV Export | 1.024 | 1.014 | 1.017 | 1.014 | 951
Derriton Fields PV Export | 1.024 | 1.024 | 1.017 | 1.023 | 952
Cleave Farm PV Export | 1.024 | 1.043 | 1.017 | 1.042 | 953
Woolavington PV Export | 1.024 | 1.022 | 1.017 | 1.021 | 954
Trehawke Farm PV Export | 1.024 | 1.013 | 1.017 | 1.013 | 955
H Berechapel Biogas Export | 1.041 | 1.041 | 1.041 | 1.041 | 956
Bommertown PV Export | 1.024 | 1.021 | 1.017 | 1.019 | 957
Carloggas Farm PV Export | 1.024 | 1.021 | 1.017 | 1.019 | 958
Hexworthy Barton PV Export | 1.024 | 1.021 | 1.017 | 1.019 | 959
Bridgwater District Energy | 1.009 | 1.01 | 1.017 | 1.01 | 7158

## Annex 6 New Designated EHV Prop
Back to Overview | [5 empty] | Note: The list of MPANs/MSIDs provided may be incomplete; the DNO reserves the right to apply the listed charges to any other MPANs/MSIDs associated with the site.
Annex 6 - Addendum to Annex 2 EHV charges
Western Power Distribution (South West) plc - Effective from 1 April 2017 - Final new designated EHV charges
Import Unique Identifier | LLFC | Import MPANs/MSIDs | Export Unique Identifier | LLFC | Export MPANs/MSIDs | Name | Import Super Red unit charge (p/kWh) | Import fixed charge (p/day) | Import capacity charge (p/kVA/day) | Import excess capacity charge (p/kVA/day) | Export Super Red unit charge (p/kWh) | Export fixed charge (p/day) | Export capacity charge (p/kVA/day) | Export excess capacity charge (p/kVA/day)
EDCM import 1 |  |  | EDCM export 1
EDCM import 2 |  |  | EDCM export 2
EDCM import 3 |  |  | EDCM export 3
EDCM import 4 |  |  | EDCM export 4
EDCM import 5 |  |  | EDCM export 5
EDCM import 6 |  |  | EDCM export 6
EDCM import 7 |  |  | EDCM export 7
EDCM import 8 |  |  | EDCM export 8
EDCM import 9 |  |  | EDCM export 9
EDCM import 10 |  |  | EDCM export 10
Western Power Distribution (South West) plc - Effective from 1 April 2017 - Final new designated EHV line loss factors
Import Unique Identifier | LLFC | Import MPANs/MSIDs | Export Unique Identifier | LLFC | Export MPANs/MSIDs | Name | Import LLF period 1 | Import LLF period 2 | Import LLF period 3 | Import LLF period 4 | Import LLF period 5 | Export LLF period 1 | Export LLF period 2 | Export LLF period 3 | Export LLF period 4 | Export LLF period 5
EDCM Import 1 |  |  | EDCM Export 1
EDCM Import 2 |  |  | EDCM Export 2
EDCM Import 3 |  |  | EDCM Export 3
EDCM Import 4 |  |  | EDCM Export 4
EDCM Import 5 |  |  | EDCM Export 5
EDCM Import 6 |  |  | EDCM Export 6
EDCM Import 7 |  |  | EDCM Export 7
EDCM Import 8 |  |  | EDCM Export 8
EDCM Import 9 |  |  | EDCM Export 9
EDCM Import 10 |  |  | EDCM Export 10

## Nodal prices
Back to Overview
Western Power Distribution (South West) plc - Effective from 1 April 2017 - Final Nodal/Zonal charges
Node/Zone ID | Geographical name | Local charge 1 £/kVA | Remote charge 1 £/kVA
AVMO7K |  | 0 | 0.38441
LAUN5K |  | 1.347 | 2.3936
AARO3 |  | 5.2912 | -0.1545
ADER5 |  | 0.9135 | 7.2761
ALCO5 |  | 0.41533 | 5.4791
ALER5 |  | 0.35808 | 4.1157
ALMO5 |  | 1.2247 | 1.1005
ALMR5 |  | 0.34792 | 4.4719
ARMA5 |  | 1.9139 | 6.4212
ASHB5 |  | 0.39556 | 5.9778
ASHW5 |  | 0.22043 | -0.32151
ATHL5 |  | 0.15441 | 3.9643
AVMO7J |  | 0 | 0.39199
AXBR5 |  | 0.55648 | 4.6632
AXMN5 |  | 0.091197 | 2.1393
BAEA5 |  | 0.049014 | 16.0627
BARQ5 |  | 1.3436 | 2.5795
BART5 |  | 0.15115 | 2.8663
BATR5J |  | 0.31404 | 1.5332
BATR5K |  | 0.49003 | 1.6443
BEAM5 |  | 0.18005 | 0.94452
BEDM5 |  | 0.25916 | 3.2261
BHAL5 |  | 0 | 3.4157
BICK5 |  | 1.9818 | 4.4853
BIDE5 |  | 0.99739 | 3.6389
BISH5 |  | 0.63429 | 5.4409
BLAC5 |  | 0.0093136 | 1.5184
BLAG5 |  | 2.7309 | 1.0885
BODM5 |  | 0.91236 | 5.3936
BOUR5 |  | 1.5147 | 1.1908
BOVT5 |  | 1.2224 | 10.6811
BOWA5 |  | 0.70202 | 5.856
BOWX5J |  | 0.53677 | 3.8838
BRAD5 |  | 0.79665 | 0.6773
BRAF5 |  | 4.208 | 1.8504
BRAL5J |  | 0.89046 | 9.148
BRAU5 |  | 0.20946 | 3.2848
BRID5 |  | 1.774 | 4.6944
BRIL5J |  | 1.2822 | 4.6761
BRIL5K |  | 1.2822 | 5.2489
BRIM5 |  | 0.88629 | 6.4805
BRSH5 |  | 0.062816 | 0.033825
BUCK5 |  | 2.9716 | 5.6678
BUCS5 |  | 0.33223 | 4.8075
BUDS5 |  | 1.7802 | -2.1574
BUGL5J |  | 0.37373 | 1.946
BUGL5K |  | 0.085358 | 1.9809
BURL5 |  | 0.3246 | 2.6818
BURN5 |  | 0.46464 | 3.1712
CAIR5 |  | 0.29304 | 2.5621
CALL5 |  | 3.4762 | 4.5601
CAMH5 |  | 0.78308 | 14.0114
CAMT5 |  | 1.4499 | 14.4402
CARN5 |  | 0.6919 | 13.3001
CHAR5 |  | 1.3246 | 4.3167
CHED5 |  | 2.2229 | 4.8445
CHEM5 |  | 1.1694 | 6.6192
CHES5 |  | 0 | 1.2284
CHUG5 |  | 0.045916 | 0.95258
CHUK5 |  | 2.8599 | 10.1819
CHUS5 |  | 0.50379 | 5.5425
CLEV5 |  | 2.2745 | 8.0433
CLIF5 |  | 0.57113 | 3.1749
CLOV5 |  | 1.3428 | 1.3892
CLYH5 |  | 0.1484 | 1.0665
COKE5 |  | 0.52767 | 2.2787
COLE5 |  | 2.1327 | 8.7296
COLL5 |  | 0.37552 | 0.64352
COLY5 |  | 0.40681 | 2.7675
COMM5 |  | 3.8101 | 1.2366
COMP7 |  | 0.0586 | 16.6132
CONG5 |  | 1.5642 | 1.5614
CONS5 |  | 2.1411 | 3.4233
CORH5J |  | 3.589 | 0.36087
CORH5K |  | 3.589 | 0.36087
COUW5 |  | 0.17392 | 1.0948
COWR5 |  | 1.9692 | 2.4163
CRED5 |  | 0.14388 | 4.5427
CREE5 |  | 0.12222 | 3.682
CREW5 |  | 1.5972 | 2.3284
CRIB5 |  | 0.75824 | 1.2979
CULL5 |  | 0.13287 | 4.6263
CULM5 |  | 2.4422 | 0.83864
CURM5 |  | 0.27205 | 1.2028
DART5 |  | 0.12299 | 8.5283
DAVI5 |  | 2.0924 | 9.2836
DAWL5 |  | 0.3678 | 11.0595
DELA5 |  | 0.88384 | 6.1904
DEVO5 |  | 1.4476 | 5.2104
DIND5 |  | 0.45398 | 7.3578
DOCC3 |  | 0.38663 | 3.974
DOCN3 |  | 0.38921 | 3.9769
DORS7J |  | 0.90432 | 16.7096
DOWF5 |  | 0.21876 | 2.6407
DREC5 |  | 0.89679 | 3.1524
DRSW5 |  | 0.20217 | 3.1634
DUNK5 |  | 0.10891 | 2.7296
EASB5 |  | 1.3064 | 1.2311
EASG5 |  | 0.86924 | 3.4577
EAST5 |  | 1.078 | 3.2284
EBUD5 |  | 1.8299 | -2.2088
ECHI5 |  | 6.8977 | 2.7681
ECUR5 |  | 2.4194 | 1.5967
EDGA5 |  | 0.029153 | 3.7349
EGGB5 |  | 0.24563 | 10.2036
ELIT5 |  | 0.40994 | 7.487
ENTH7 |  | 0.14782 | 16.8204
EVER5 |  | 0.91846 | 9.2182
EXEB5 |  | 0.13159 | 1.409
EXMI5 |  | 2.8874 | 1.7974
EXMW5 |  | 1.5602 | -2.0471
FALD5 |  | 0.84094 | 4.411
FEEB5 |  | 1.2361 | 2.9028
FEED5 |  | 0.69521 | 3.1365
FILT5J |  | 0.58564 | 1.8183
FOLB5 |  | 2.9897 | 4.416
FOWE5 |  | 0.87385 | 2.295
FOXH5 |  | 0.78444 | 5.8489
FRAD5 |  | 0.19876 | 2.2134
FREM5 |  | 0.87129 | 0.95058
GASL5 |  | 0.96099 | 4.0298
GEEV5 |  | 0.036224 | 21.5016
GEOR5 |  | 0.21697 | 5.7274
GUNN5 |  | 1.5283 | 4.8091
HATH5 |  | 3.8387 | 2.4213
HAVE5 |  | 0.24588 | 0.65743
HEAB5 |  | 1.4205 | 1.8148
HEDX5 |  | 2.3551 | 4.3262
HELS5 |  | 1.3517 | 5.3993
HEMY5 |  | 0 | 2.5827
HEWL5 |  | 0.083402 | 3.4773
HIGL5 |  | 0.19823 | 5.9562
HOLF5 |  | 0.019719 | 4.0708
HOLL5 |  | 1.4977 | 5.5988
HOLS5 |  | 2.1868 | 0.45713
HONI5 |  | 2.3437 | 0.94384
HYLL5 |  | 0.786 | 16.0701
ILFR5 |  | 1.7452 | 8.2991
IMPS5 |  | 0.25244 | 0.36096
ISLE5 |  | -0.16116 | 21.5227
IVYB5 |  | 0.18245 | 6.7996
KEYE5 |  | 1.7744 | 6.8813
KEYW5 |  | 0.11047 | 2.9296
KINB5 |  | 0.43823 | 8.0048
LANE5 |  | 2.6899 | 10.7134
LANG5 |  | 0.19293 | 6.3197
LANN5 |  | 1.0194 | 2.5029
LANR5 |  | 0.09666 | 1.9009
LAPF5 |  | 1.8507 | 5.3264
LAUN5J |  | 1.347 | 2.0486
LAWB5 |  | 1.0564 | 3.7608
LAYW5 |  | 2.8414 | 8.8361
LIFT5 |  | 0.44647 | 8.6833
LINL5 |  | 0.34395 | 6.8602
LISK5 |  | 1.0853 | 2.6798
LOCK5 |  | 0.58718 | 2.9
LOCR5 |  | 0.57361 | 1.1159
LONG5 |  | 0.35398 | 5.2931
LOOE5 |  | 0.91777 | 1.9101
LOST5 |  | 0.057226 | 3.1531
LUCB5 |  | 0.18584 | 4.681
LYDS5 |  | 0.74216 | 0.39503
LYNT5 |  | 0.34263 | 1.901
LYPF5 |  | 1.4191 | 3.8749
MANG5 |  | 0.70312 | 12.2175
MARA5 |  | 0.46242 | 18.813
MARB5 |  | 1.8739 | 0.81514
MARG5K |  | 1.3608 | 1.1687
MARL5 |  | 0.038762 | 6.0247
MART5J |  | 1.6461 | 5.7579
MART5K |  | 1.1105 | 3.7401
MERR5 |  | 2.5212 | 2.519
MEVA5 |  | 0.22741 | 1.4365
MIDB5 |  | 0.48374 | 5.904
MIDN5 |  | 0.75327 | 5.9585
MILL5 |  | 1.8019 | 4.6541
ABBW5 |  | 1.1214 | 2.1561
MODB5 |  | 3.4315 | 6.898
MONT5 |  | 0.4159 | 3.4547
MORH5 |  | 3.689 | 0.086873
MORW5 |  | 0.0315 | 1.4088
MOUS5 |  | 0.086441 | 20.5072
MULL5 |  | 3.0051 | 5.7507
NASE5 |  | 1.5775 | 5.2058
NEAB5 |  | 0.7568 | 8.5405
NECY5 |  | 0.49344 | 3.9833
NEOT5 |  | 0.86499 | 2.7427
NETK5 |  | 1.6328 | 3.9601
NETR5 |  | 1.2072 | 3.8737
NETS5 |  | 0.4407 | 0.93349
NEWB5 |  | 1.8303 | 5.5801
NEWF5 |  | 0.20557 | 6.316
NEWL5 |  | 1.1775 | 19.8695
NEWP5 |  | 0.21893 | -2.2809
NEWS5 |  | 1.411 | 5.3667
NORS5 |  | 0.24878 | 2.4746
NORT5 |  | 0.43112 | 0.35205
OFFW5 |  | 2.9387 | 0.95779
OKEH5 |  | 2.7681 | 0.72279
OLDF7 |  | 0.81715 | 16.7654
OLDL5 |  | 0.045839 | 6.8329
OTTS5 |  | 5.7461 | -1.5333
PADS5 |  | 3.6854 | 3.826
PARL5 |  | 2.2715 | 3.7205
PARS7 |  | 2.2161 | 16.3132
PAUL5 |  | 1.2858 | 5.879
PEAS5 |  | 1.0113 | 5.9743
PENC5 |  | 0.79852 | 19.8006
PENH5 |  | 0.01652 | 19.7552
PENR5 |  | 0.34825 | 4.232
PENS5 |  | 1.2319 | 3.7752
PENX5 |  | 0.45498 | 1.289
PERI5 |  | 0.34959 | 5.1967
PERR5 |  | 2.2892 | 4.0893
PINH5 |  | 1.4227 | 1.3601
PLYS5 |  | 1.0351 | 7.0445
POLZ5 |  | 0.697 | 8.1169
PRIO5 |  | 0.63756 | -0.56004
PRIR5 |  | 0.33763 | 4.6234
PROB5 |  | 2.0204 | 2.995
PURR7 |  | 0.11882 | 0.72901
REDR5 |  | 1.2947 | 15.5146
ROAD3 |  | 1.86 | -0.69609
ROCP5 |  | 0.55938 | 1.0204
ROSE5 |  | 1.4755 | 3.4217
ROUN5 |  | 1.1219 | 1.1575
SALC5 |  | 0.10068 | 6.1102
SALT5 |  | 0.13547 | 2.0782
SAUS5 |  | 1.0441 | 1.5795
SAWX5 |  | 0.20692 | 1.994
SHAP5 |  | 0.49256 | 2.8198
SHEB5 |  | 0.86893 | 1.8903
SHEM5 |  | 2.4946 | 9.436
SIDM5J |  | 0.35292 | 0.17383
SIDM5K |  | 0.35292 | 0.17383
SKEV5 |  | 0.11945 | 5.5178
SLEV5 |  | 0.055966 | 4.4392
SMOL5 |  | 0.77165 | 4.4953
SOME5 |  | 0.55175 | 4.5331
SOUB5 |  | 1.8875 | 6.6975
STWA5 |  | 0.66176 | 1.2003
SOWT5 |  | 1.5258 | 0.92911
STAG5 |  | 0.088293 | 4.2279
STAP5 |  | 0.39952 | 0.80774
STAQ3 |  | 5.7562 | -0.13646
STBU5 |  | 4.1124 | 20.9226
STCO5 |  | 2.1491 | 3.5157
STEN5 |  | 0.92938 | 7.0418
STHO5 |  | 0.20962 | 1.022
STIV5 |  | 1.0649 | 18.7589
STMA5 |  | 0.70753 | 8.8399
STOB5 |  | 0.30203 | 1.7736
STOK5 |  | 0.20275 | 9.0195
STRA5 |  | 1.8644 | 1.3848
STUD5 |  | 1.5676 | 2.6532
TAMA3 |  | 3.7634 | 0.78773
TAUL5 |  | 0.10473 | 1.2087
TAVI5 |  | 2.8825 | 13.0811
TEIG5 |  | 0.27328 | 10.3909
TEIH5 |  | 0.054705 | 10.9443
TINX5J |  | 2.5781 | 7.0143
TINX5K |  | 3.8608 | 7.0491
TIVE5 |  | 0.49076 | 2.4518
TIVM5 |  | 0.493 | 3.6481
TIVS5 |  | 0.79922 | 5.575
TOPS5 |  | 0.90166 | 1.018
TORA5 |  | 1.1566 | 2.5035
TORR5K |  | 0.24883 | 4.8774
TORT5 |  | 1.5386 | 2.0957
TORW5 |  | 0.26787 | 13.3972
TORY5 |  | 0.028818 | 7.4095
TOTL5 |  | 1.9074 | 5.9571
TREB5 |  | 0 | 1.5082
TRUL5 |  | 0.66195 | 1.254
TRUS5 |  | 2.1371 | 3.1703
TRUT5 |  | 1.896 | 5.2329
TWEL5 |  | 0.5603 | 4.5525
TWER7 |  | 1.37 | 16.5931
UPTV5 |  | 0.81746 | 4.9359
WADE5 |  | 0.81794 | 6.6028
WATC5 |  | 0.94969 | 1.9867
WATE5K |  | 0 | 0.62859
WATE5J |  | -0.0057421 | 2.0684
WEDM5 |  | 0.13984 | 3.883
WELL5 |  | 1.1098 | 5.4874
WELN5J |  | 0.93306 | 0.74174
WELN5K |  | 1.4009 | 1.2417
WELT5 |  | 0.30613 | 1.3351
WESC5 |  | 0.59842 | 1.4605
WESD5 |  | 0.45682 | 4.0812
WESG5 |  | 2.6431 | 6.0156
WESM5 |  | 0.76019 | 5.2642
WHID5 |  | 2.0271 | -0.043069
WHIT5 |  | 0.57343 | 6.6497
WHRH5 |  | 0.37186 | 5.6259
WINS5 |  | 2.3642 | 2.725
WINT5 |  | 1.3974 | 4.306
WITH5 |  | 0.96603 | 4.6281
WITR5 |  | 1.2436 | -2.057
WIVE5 |  | 0.12083 | 4.2622
WOOD5J |  | 0.69318 | 4.881
WOOY5 |  | 1.4597 | -2.3855
YELV5 |  | 0.41412 | 13.0025
PAPR3 |  | 0.55976 | 3.2472
BLAK5 |  | 0.021328 | 8.6292
WOOD5K |  | 0.68592 | 4.7969
AVOH5K |  | 0.25166 | 0.5612
FILT5K |  | 0.42885 | 1.4892
PAIG5 |  | 0.27286 | 5.2716
DORS7K |  | 0.18537 | 16.2887
BAIR5 |  | 0.11336 | 4.3828
STWB5 |  | 0.89897 | 2.9408
DACR5 |  | 0 | 9.6649
ASTZ5 |  | 0 | 0.0159
NTAW5 |  | 0.31582 | -1.129
BRDW5 |  | 0.13974 | 3.1601
SAWR5 |  | 0.083743 | 1.3423
LNGE3 |  | 0.55814 | 7.003
SPAU5J |  | 0.43545 | 3.0838
SPAU5K |  | 1.3104 | 3.0914
WAPP5 |  | 0.87862 | 0.11418
WWIC5 |  | 0.60658 | 0.63664
ASHL5 |  | 0.3337 | 3.4812
MARG5J |  | 2.4154 | -1.4807
CALY5 |  | 1.2184 | 4.5034
COTH5 |  | 0.46452 | 0.86348
EMGR5 |  | 0.014328 | 11.9015
SMET5 |  | 0.0089694 | 0.87671
EXSC5 |  | 1.3287 | 0.93443
HBBP5 |  | 0.0049702 | 0.8761
UOBA3D |  | 0.79852 | 14.9378
AHMD3 |  | 0.46706 | 0.20253
HEMI3 |  | 1.5333 | 5.744
PATC5 |  | -0.0095096 | 3.5557
SHER3 |  | 0.43217 | 5.642
CHEL3 |  | 0.60536 | 5.4438
BLAD3 |  | 3.0615 | 1.2027
BREO3 |  | 5.3241 | 1.2431
CARL3 |  | 2.7189 | 3.7807
COLD3 |  | 8.6897 | 1.3188
FBUR3 |  | 2.3132 | 3.7019
HEMY5 |  | 0 | 5.0221
ISLE5 |  | -0.10682 | 33.4888
PARH5 |  | 0 | 1.828
WHAQ5 |  | -0.24669 | 5.6925
BRFM3 |  | 1.4172 | 1.2789
HUNT3 |  | 0.65557 | 1.1138
BEDO3 |  | 3.5167 | 2.8715
STDA3 |  | 0.62862 | 4.9479
EXGN1R |  | -0.86575 | 0.0019737
FILT1 |  | 0 | 0
CONN3 |  | 1.2551 | 1.8334
SHOT3 |  | 1.8052 | 5.2054
DARM3 |  | 4.3742 | -0.038165
HFLF3 |  | 2.452 | 11.3147
FULL1 |  | -0.32969 | -0.057771
GOON3 |  | 3.579 | 4.1347
DELA3 |  | 4.8684 | 1.2753
HWAV3 |  | 1.2265 | 24.801
LUXU3 |  | 0.63688 | 1.5927
WDBN3 |  | 0.98765 | 1.6856
HBBP5 |  | 0.07921 | 3.3084
AVBC3 |  | 0.023986 | -0.02138
BLPP3 |  | 3.519 | 1.2286
GARL3 |  | 1.0155 | 1.7713
WABA3 |  | 0.48365 | 0.56754
MANR3 |  | 0.48235 | 1.6206
NINS3 |  | 0.46864 | 1.6156
CHPV3 |  | 0.48808 | 22.7102
TRNH3 |  | 3.5874 | 2.8981
HOPV3 |  | 1.8117 | 1.0964
ESLA3 |  | 1.9243 | -0.23844
WILL3 |  | 2.9733 | -0.40572
EAST3 |  | 0.19091 | -0.23713
WIPE3 |  | 3.505 | 2.8586
BRPV3 |  | 0.39291 | -0.16035
CAPV3 |  | 2.1089 | 3.6164
BEPV3 |  | 0.60966 | 0.3016
TREF3G |  | 3.7864 | 1.257
TREW3G |  | 0.41857 | 1.5124
HWAS3 |  | 1.2421 | 1.8395
LANG3 |  | 0.70389 | 1.5718
WVFG3 |  | 0.16019 | -0.2882
HNBF3 |  | 2.7919 | -0.29841
NESK3 |  | 0.34189 | -4.2946e-05
PKWA3 |  | 0.73713 | 1.1147
NEWL3 |  | 1.1504 | 0.3018
WYMD3 |  | 0.78718 | 0.30169
COBB3 |  | 0.68674 | 1.1197
HALS3 |  | 0.42034 | 0
HITR3 |  | 1.4452 | 1.4706
FORD3 |  | 2.0349 | 1.4166
BEAF3 |  | 5.9829 | -0.11195
TREQ3 |  | 0.29365 | 1.4604
AYSH3 |  | 2.046 | 1.7468
BURR3 |  | -0.078773 | -2.6007
CALG3 |  | 3.5516 | 1.2392
HTRE3 |  | 0.81522 | 3.8487
HGRT3 |  | 1.9669 | 25.2112
HOPE3 |  | 0.62001 | 22.7166
KNOK3 |  | 4.1672 | -0.02695
MRLY3 |  | 2.7302 | 5.054
MIDT3 |  | 5.1027 | 1.2369
PNHL3 |  | 5.3511 | 1.243
PRIN3 |  | 0.36219 | 5.4368
REWF3 |  | 1.787 | 1.7696
SLAD3 |  | 3.7827 | 6.9323
WSTH3 |  | 4.3018 | -0.73964
FOXC3 |  | 1.1689 | -0.31695
HORS3 |  | 2.5084 | -0.71009
TREK3 |  | 1.4716 | 1.8955
MARS3 |  | 1.1225 | 5.1916
HAZF3 |  | 2.131 | 4.9807
HATC3 |  | 2.241 | 4.9998
LITT3 |  | 0.44406 | 3.7927
CULM3G |  | 0.85973 | 0
PARS3 |  | 2.1025 | 0.28672
BURT3 |  | 2.4484 | 2.6831
EYWF3 |  | 1.8906 | -0.21567
STON3 |  | 0.63317 | 0.30192
WHIT3 |  | 1.4843 | 5.1766
CLEA3 |  | 5.0238 | -0.75976
FBUB3 |  | 2.435 | 3.7309
HEXW3 |  | 6.235 | 1.3061
BRAT3 |  | 1.1857 | 0.0096495
TSOW3 |  | 2.2193 | 3.6317
DENZ3 |  | 3.4771 | 2.8266
GALS1 |  | -0.46758 | 0.0090582
PITW3 |  | 0.24098 | -0.15924
STST3 |  | 2.2863 | 1.8806
DENB3 |  | -0.21193 | -0.77688
BIDW3 |  | 1.8105 | 4.9186
CANW1 |  | -2.3454 | -0.0062731
CRPV3 |  | 0.29172 | -0.16047
RCPV3 |  | 2.0761 | -0.43047
CSPV3 |  | 1.923 | 0.29041
ACPV3 |  | 2.8437 | 1.0347
GVPK3 |  | 0.25211 | 22.6438
COOM3 |  | 3.16 | 5.1143
ALLR3 |  | 0.53581 | 3.0584
LANY3 |  | 1.2265 | 24.8042
MRLF3 |  | 0.58475 | 6.6807
NEDO3 |  | 0.55919 | 6.6819
SHEP3 |  | 1.8038 | 0.76677
TILL3 |  | -0.078774 | -2.6007
KING3 |  | 5.4366 | -0.0051082
LUSC3 |  | 11.8259 | -0.73942
WEEK3 |  | 5.0487 | -0.76023
WBAR3 |  | 0.83108 | 1.6166
KERR3 |  | 4.1486 | 1.2365
GARV3 |  | 2.1681 | 3.5742
MEND3 |  | 2.1202 | 5.2125
IWOO3 |  | 0.7731 | -0.14592
NWRW3 |  | 4.0151 | 5.4
DERF3 |  | 0.24099 | -0.15906
NEWR3 |  | 0.42433 | -0.0023779
GRAN3 |  | 0.57923 | -0.0037315
DINF3 |  | 2.4821 | 5.3493
PTFM3 |  | 2.4777 | 5.3483
CARF3 |  | 2.4827 | 2.5922
CMPV3 |  | 4.5067 | 1.7499
HIBE3 |  | 1.3558 | 0.28014
PENA3 |  | 1.6539 | 3.5455
SOMD3 |  | 4.5309 | 0.99883
STFA3 |  | 2.9468 | 1.7442
THWK3 |  | 0.19407 | 1.4844
WALA3 |  | 3.1077 | 1.2514
WHPV3 |  | 2.4002 | 1.0031
WLPV3 |  | 1.0417 | 1.0417
ASHC3 |  | 2.807 | 11.4862
BDWN3 |  | 0.74567 | 1.6058
HYFM3 |  | 0.82128 | 1.7116
RDFM3 |  | 2.5079 | 1.0305
TENG3 |  | 4.553 | 1.0135
BOMF3 |  | 1.4204 | 0
SERC1 |  | -0.024145 | 0
NOMO1 |  | -3.5267 | -0.0058141
OTHM1 |  | -1.2617 | 0.017611
CEDA1 |  | -1.9609 | 0.034184
TRED3 |  | 12.8463 | 0.60929
WILF3 |  | 0.19407 | 1.4844
BUTT3 |  | 0.31756 | 3.7826
NOWA3 |  | 0.89489 | 1.0199
NEBA3 |  | 0.89498 | 1.0207
FTWO3 |  | 2.3114 | 3.5821
CAPE3 |  | 1.2695 | 0.0077442
WALL3 |  | 5.1558 | -0.76008
TRND3 |  | 2.4697 | 2.7143
MARF3 |  | 3.352 | 0.31382
DUNX3 |  | 1.3404 | -0.3384
ASLF3 |  | 4.7634 | -0.15528
PYLL3 |  | 4.2132 | 5.2747
OUTL3 |  | 3.5274 | 1.2286
CLOG3 |  | 2.5976 | 1.8358
NANT3 |  | 1.6541 | 3.5458
GHIL3 |  | 3.579 | 4.1348
CRWP3 |  | 2.7475 | -2.3906
HIBY3 |  | 0.74484 | 3.0483
LIVE3 |  | 0.59911 | -1.8706
YELL3 |  | 1.6846 | -0.70384
CMBF3 |  | 0.65116 | -1.8619
CARD3 |  | 0.65692 | -0.14717
TOWF3 |  | 0.69119 | -0.14864
ROOK3 |  | 0.70893 | -0.14634
HOWG3 |  | 2.9707 | -0.15308
NOWO3 |  | 1.676 | 2.5467
CHLW3 |  | 1.1065 | 5.1882
LOFA3 |  | 0.69463 | 5.1368
OSFA3 |  | 3.7422 | 6.8433
ERLA3 |  | 0.096048 | 1.0065
PAVI3 |  | 1.9812 | 5.5016
PLAB3 |  | 2.9744 | 5.1312
YOPA3 |  | 3.7303 | 6.8135
APPL3 |  | 2.9735 | 11.5536
RYDO3 |  | 2.1385 | 11.0683
FRAN3 |  | 1.9424 | 0.7696
HIHU3 |  | 1.5359 | 11.2492
HURC3 |  | 2.1024 | 0.28679
HELP3 |  | 3.2553 | 3.9964
NANC3 |  | 0.72647 | 3.7952
DUMO3 |  | 5.6672 | 1.7475
FITZ3 |  | 0.41842 | 0
PURI3 |  | 3.0771 | 1.1835
TRIK3 |  | 0.85968 | 0
STOM3 |  | 3.2986 | 1.0024
GLAS3 |  | 2.6803 | 0.98609
WITD3 |  | 1.0537 | 1.0396
PENF3 |  | 0.5762 | 3.8129
HAMF3 |  | 0.41656 | 2.522
WICF3 |  | 2.245 | -0.15876
MAKR3 |  | 0.49687 | 1.4491
OAKF3 |  | 0.5469 | 0.19893
QUAY3 |  | 3.5713 | 1.7324
SAFA3 |  | 0.42109 | 0
BATS3 |  | 6.1809 | -0.015475
NEWN3 |  | 0.48516 | 6.6006
NEQU3 |  | 0.57195 | 6.6469
ERNB3 |  | 0.096028 | 1.0052
BALL3 |  | 0.40762 | 6.5753
PORT3 |  | 1.5272 | 6.7501
LAWR3 |  | 0.34238 | 0
HAWK3 |  | 2.747 | 0.992
CREW3 |  | 1.8273 | 0.30263
BLDI3 |  | 2.3946 | 1.1097
AMBG3 |  | 0.34179 | -2.8469e-05
TRER3 |  | 0.44517 | 1.4613
ROSK3 |  | 3.7881 | 3.869
BYST3 |  | 0.64266 | -1.8462
HIOA3 |  | 0.73715 | 3.0676
CHME3 |  | 1.8135 | 5.2263
WISE3 |  | 0.77017 | -0.0053926
CATT3 |  | 0.36225 | 5.3165
WCAR3 |  | 0.15566 | 1.5308
LRIX3 |  | 2.6907 | 11.4688
STDE1 |  | -0.1456 | -0.0095216
BAPV3 |  | -0.054044 | -0.82688
ERL23 |  | 0.096032 | 1.006
HOU23 |  | 1.8837 | -2.4611
REDH3 |  | 0.77013 | -0.0053927
AXEV3 |  | 1.5951 | 0.31433
HORL3 |  | 0 | 0
WCK23 |  | 2.245 | -0.15876
BELS3 |  | 1.9034 | 4.9387
WILT3 |  | 0.19407 | 1.4844
STJR3 |  | 0.61168 | -1.8791
VEIG3 |  | 0.59587 | -1.8461
SHAR3 |  | 4.7691 | 0.26752
DUNS3 |  | 4.0092 | 0.30545
HALV3 |  | 2.0911 | 3.8504
CARN3 |  | 1.9937 | 25.2243
WAYE3 |  | 2.3378 | 5.0178
SELW3 |  | 2.1263 | -0.15525
BRBA3 |  | 0.98067 | 6.6661
LEAZ3 |  | 2.1263 | -0.15525
TONE3 |  | 0.77007 | -0.0053926
GASH3 |  | 0.63619 | 0.30118
BAHW3 |  | 0.046599 | 3.7801
CMED3 |  | 1.1662 | 5.3774
WATB3 |  | 0.50119 | 1.4568
AVBI3 |  | 0.3395 | 0
VENT3 |  | 0.4091 | 0
CATY3 |  | 0.43589 | 0.037355
LOKS3 |  | 0.21552 | 0.22968
OGWF1 |  | 0 | 0
FORE31 |  | 1.9432 | -0.2499
FORE32 |  | 1.9432 | -0.2499

## SSC TPR unit rate lookup
Back to Overview
Standard Settlement Configuration Id | Time Pattern Regime Id | Standard Settlement Configuration Desc | Common Decode | Change implemented | Date | Comments
3 | 166 | 10-hour OP | O |  | 2009-09-01 | First published spreadsheet
4 | 168 | 10-hour OP | O | SSC 0330 charge rates corrected | 2010-04-07 | Previous Off-peak rate corrected to charge 2
5 | 100 | 10-hour OP + w/e | O | SSC 0250 charge rate corrected | 2010-06-18 | Previous rate 1 corrected to Off Peak O
6 | 257 | 10.5-hour OP | O | SSC 0134 charge rate corrected | 2012-09-14 | TPR 00101 corrected from Off Peak O to Rate 1
7 | 158 | 10.5-hour OP | O | New SSCs added | 2012-09-26 | New SSCs from 0953 added.
8 | 159 | 10.5-hour OP | O | SSC 0394 charge rate corrected | 2014-04-29 | TPR 01177 corrected to rate 2
9 | 1111 | 10.5-hour OP | O | Table reviewed and updated | 2014-04-29 | New SSCs from 0949 to 0952, 0975 & 0976 and 0982 & 0983 added.
10 | 1104 | 10.5-hour OP | O | Table reviewed and updated | 2014-11-01 | New SSCs from 0984 and 0985 added.
11 | 1112 | 10.5-hour OP | O | SSC 0313 charge code corrected | 2015-03-18 | TPR 01006 corrected to code O
12 | 1116 | 10.5-hour OP | O | SSC 0320 charge code corrected | 2015-03-18 | TPR 00072 corrected to code 2
13 | 139 | 11 Hour OP | EMEB or MIDE only | SSC 0781 charge code corrected | 2015-03-18 | TPR 00327 corrected to code O
15 | 152 | 11 Hour OP | EMEB or MIDE only | SSC 0935 charge code corrected | 2015-03-18 | TPR 00375 corrected to code 1 or Unsupported (SWAE and SWEB)
16 | 113 | 11.5-hour OP | Unsupported (SWEB) | SSC 0953 charge code corrected | 2015-03-18 | TPR 00424 corrected to code 1 or Unsupported (SWAE and SWEB)
17 | 125 | 11.5-hour OP | Unsupported (SWEB) | SSC 0955 charge code corrected | 2015-03-18 | TPR 00206 corrected to code 2
18 | 126 | 11.5-hour OP | Unsupported (SWEB) | SSC 0955 charge code corrected | 2015-03-18 | TPR 00430 corrected to code 1
19 | 127 | 11.5-hour OP | Unsupported (SWEB) | SSC 0956 charge code corrected | 2015-03-18 | TPR 00160 corrected to code 2
20 | 129 | 11.5-hour OP | Unsupported (SWEB) | SSC 0959 charge code corrected | 2015-03-18 | TPR 00160 corrected to code 1
21 | 130 | 11.5-hour OP | Unsupported (SWEB) | SSC 0960 charge code corrected | 2015-03-18 | TPR 00160 corrected to code 2
22 | 131 | 11.5-hour OP | Unsupported (SWEB) | SSC 0960 charge code corrected | 2015-03-18 | TPR 00441 corrected to code 1
23 | 136 | 11-hour OP | O or Unsupported (SWEB) | SSC 0963 charge code corrected | 2015-03-18 | TPR 00160 corrected to code 1
24 | 137 | 11-hour OP | Unsupported (SWEB) | SSC 0964 charge code corrected | 2015-03-18 | TPR 00160 corrected to code 2
25 | 138 | 11-hour OP | Unsupported (SWEB) | SSC 0965 charge code corrected | 2015-03-18 | TPR 00194 corrected to code 2
26 | 141 | 11-hour OP | O | SSC 0969 charge code corrected | 2015-03-18 | TPR 00501 corrected to code 1
28 | 143 | 11-hour OP | O | SSC 0984 charge code corrected | 2015-03-18 | TPR 00512 corrected to code 1
29 | 144 | 11-hour OP | EMEB or MIDE only | SSC 0984 charge code corrected | 2015-03-18 | TPR 00513 corrected to code 2
30 | 145 | 11-hour OP | O | SSC 0985 charge code corrected | 2015-03-18 | TPR 00514 corrected to code 1
31 | 146 | 11-hour OP | O | SSC 0985 charge code corrected | 2015-03-18 | TPR 00515 corrected to code 2
32 | 147 | 11-hour OP | O | SSC 0403 charge code corrected | 2015-03-26 | TPR 01179 corrected to code 2
33 | 228 | 11-hour OP | O or Unsupported (SWEB) | SSC 0959 charge code corrected | 2015-06-11 | TPR 00160 corrected to code 2
34 | 149 | 11-hour OP | O or Unsupported (SWEB) | SSC 0963 charge code corrected | 2015-06-11 | TPR 00160 corrected to code 2
35 | 150 | 11-hour OP | O | SSC 0058 description updated | 2015-06-11 | Key Meter pseudo 2-rate
36 | 151 | 11-hour OP | Unsupported (SWEB) | SSC 0126 description updated | 2015-06-11 | 7-hour E7
37 | 153 | 11-hour OP | Unsupported (SWEB) | SSC 0927 description updated | 2015-06-11 | Unmetered D ("dawn-to-dusk")
38 | 154 | 11-hour OP | O | SSC 0928 description updated | 2015-06-11 | Unmetered C ("half-night & pre-dawn")
39 | 155 | 11-hour OP | O | SSC 0252 charge code corrected | 2015-06-11 | TPR 00212 corrected to code O
40 | 157 | 11.5-hour OP | Unsupported (SWEB) | SSC 0253 charge code corrected | 2015-06-11 | TPR 01290 corrected to code O
41 | 171 | 8.5-hour OP | Unsupported (SWEB) | SSC 0268 charge code corrected | 2015-06-11 | TPR 00193 corrected to code O
42 | 173 | 9-hour OP | Unsupported (SWEB) | SSC 0316 charge code corrected | 2015-06-11 | TPR 00053 corrected to code 2
43 | 174 | 9-hour OP | Unsupported (SWEB) | SSC 0319 charge code corrected | 2015-06-11 | TPR 00071 corrected to code 2
44 | 185 | 8.5-hour OP | Unsupported (SWEB) | SSC 0775 charge code corrected | 2015-06-11 | TPR 00334 corrected to code O
45 | 19 | 11-hour OP + Summer | O | SSC 0776 charge code corrected | 2015-06-11 | TPR 00335 corrected to code O
46 | 78 | 11-hour OP + w/e | O | SSC 0916 charge code corrected | 2015-06-11 | TPR 00315 corrected to code 2
47 | 15 | 11-hour OP + w/e & Summer | O | SSC 0916 charge code corrected | 2015-06-11 | TPR 00316 corrected to code 1
48 | 79 | 11-hour OP + weekends | EMEB or MIDE only | SSC 0917 charge code corrected | 2015-06-11 | TPR 00279 corrected to code 2
49 | 128 | 11.5-hour OP | O | SSC 0917 charge code corrected | 2015-06-11 | TPR 00280 corrected to code 1
50 | 14 | 12-hour OP + w/e & Summer | O | SSC 0942 charge code corrected | 2015-06-11 | TPR 00400 corrected to code 1
51 | 112 | 12-hour night | 1 | SSC 0943 charge code corrected | 2015-06-11 | TPR 00404 corrected to code 1
51 | 120 | 12-hour night | 2 | SSC 0944 charge code corrected | 2015-06-11 | TPR 00406 corrected to code 1
52 | 114 | 12-hour OP | EMEB or MIDE only | SSC 0945 charge code corrected | 2015-06-11 | TPR 00408 corrected to code 1
53 | 115 | 12-hour OP | EMEB or MIDE only | SSC 0946 charge code corrected | 2015-06-11 | TPR 00410 corrected to code 1
55 | 117 | 12-hour OP | EMEB or MIDE only | SSC 0954 charge code corrected | 2015-06-11 | TPR 00426 corrected to code 1
56 | 118 | 12-hour OP | EMEB or MIDE only | SSC 0967 charge code corrected | 2015-06-11 | TPR 00442 corrected to code 1
57 | 119 | 12-hour OP | O | SSC 0970 charge code corrected | 2015-06-11 | TPR 00447 corrected to code 2
58 | 21 | Key Meter pseudo 2-rate | 1 | SSC 0970 charge code corrected | 2015-06-11 | TPR 00448 corrected to code 1
58 | 175 | Key Meter pseudo 2-rate | 1 | SSC 0971 charge code corrected | 2015-06-11 | TPR 00493 corrected to code 1
59 | 121 | 12-hour OP | EMEB or MIDE only
60 | 122 | 12-hour OP | O
62 | 1119 | 8-hour OP (see also SSC 427) | 2 or Unsupported (SWEB)
63 | 172 | 9-hour OP | EMEB or MIDE only
64 | 1105 | 12-hour OP | O
65 | 10 | 12-hour OP + Summer | O
66 | 1106 | 12-hour OP + Summer | O
67 | 102 | 12.5-hour OP | Unsupported (SWEB)
71 | 109 | 12.5-hour OP | O
72 | 111 | 12.5-hour OP | O
73 | 156 | 12.5-hour OP | Unsupported (SWEB)
74 | 17 | 12.5-hour OP + Summer | O
75 | 62 | 12.5-hour OP + w/e | O
76 | 63 | 12.5-hour OP + w/e | O
77 | 134 | 12.5-hour OP + w/e | O
78 | 13 | 12.5-hour OP + w/e & Summer | O
79 | 97 | 14-hour E7 | 2
79 | 164 | 14-hour E7 | 1
80 | 96 | 14-hour Off Peak | O
81 | 60 | 14-hour OP + Sun | O
82 | 83 | 14.5-hour OP | O
83 | 84 | 14.5-hour OP | O
84 | 85 | 14.5-hour OP | O
85 | 86 | 14.5-hour OP | O
86 | 1107 | 14.5-hour OP | O
87 | 1109 | 14.5-hour OP | O
88 | 1113 | 14.5-hour OP | O
91 | 3 | 14.5-hour OP + Summer | O
92 | 4 | 14.5-hour OP + Summer | O
93 | 30 | split 7-hour E7 | 1
93 | 214 | split 7-hour E7 | 2
94 | 1108 | 14.5-hour OP + Summer | O
95 | 1110 | 14.5-hour OP + Summer | O
96 | 1114 | 14.5-hour OP + Summer | O
97 | 54 | 14.5-hour OP + w/e | O
98 | 12 | 14.5-hour OP + w/e & Summer | O
99 | 75 | 15-hour OP | EMEB or MIDE only
100 | 76 | 15-hour OP | EMEB or MIDE only
101 | 7 | 15-hour OP + w/e & Summer | O
102 | 8 | 15-hour OP + w/e & Summer | O
103 | 9 | 15-hour OP + w/e & Summer | O
104 | 61 | 15.5-hour OP | Unsupported (SWEB)
105 | 65 | 15.5-hour OP | O
106 | 66 | 15.5-hour OP | Unsupported (SWEB)
107 | 67 | 15.5-hour OP | Unsupported (SWEB)
108 | 68 | 15.5-hour OP | Unsupported (SWEB)
109 | 69 | 15.5-hour OP | O
110 | 1348 | 15.5-hour OP | O
111 | 91 | 15.5-hour OP + Summer | O
112 | 22 | 15.5-hour OP + w/e | EMEB or MIDE only
113 | 23 | 15.5-hour OP + w/e | EMEB or MIDE only
115 | 25 | 15.5-hour OP + w/e | O
116 | 26 | 15.5-hour OP + w/e | O
117 | 1349 | 15.5-hour OP + w/e | O
118 | 6 | 15.5-hour OP + w/e & Summer | O
119 | 1350 | 15.5-hour OP + w/e & Summer | O
120 | 11 | 9-hour OP | O
121 | 26 | 2-rate terms | 2
121 | 224 | 2-rate terms | 1
122 | 201 | 2-rate SToD | 1
122 | 245 | 2-rate SToD | 2
123 | 1307 | 2-rate variable SToD | 1
124 | 1319 | 2-rate variable SToD | 1
125 | 1315 | 2-rate variable SToD | 1
126 | 1193 | 7-hour E7 | 1
126 | 1194 | 7-hour E7 | 2
127 | 80 | 3-rate SToD | Unsupported (SWEB)
127 | 148 | 3-rate SToD | 1
127 | 221 | 3-rate SToD | 2 or Unsupported (SWEB)
128 | 1120 | Dom/Non-dom Seasonal (link SSC 0342) | 1
128 | 1121 | Dom/Non-dom Seasonal (link SSC 0342) | 1
128 | 1122 | Dom/Non-dom Seasonal (link SSC 0342) | 2
129 | 169 | 3-rate SToD | 1
129 | 202 | 3-rate SToD | 1
129 | 222 | 3-rate SToD | 2
130 | 1308 | 3-rate variable | 1
130 | 1309 | 3-rate variable | 1
130 | 1310 | 3-rate variable | 2
131 | 1311 | 3-rate variable | 1
131 | 1312 | 3-rate variable | 1
131 | 1313 | 3-rate variable | 2
132 | 92 | 4-rate SToD | EMEB or MIDE only
132 | 210 | 4-rate SToD | 2
132 | 234 | 4-rate SToD | EMEB or MIDE only
132 | 236 | 4-rate SToD | EMEB or MIDE only
133 | 92 | 4-rate SToD | 1
133 | 210 | 4-rate SToD | 2
133 | 233 | 4-rate SToD | 1
133 | 246 | 4-rate SToD | 1
134 | 101 | 4-rate SToD | 1
134 | 210 | 4-rate SToD | 2
134 | 232 | 4-rate SToD | 1
134 | 250 | 4-rate SToD | 1
135 | 38 | 4-rate SToD | 1
135 | 80 | 4-rate SToD | 1
135 | 221 | 4-rate SToD | 2 or Unsupported (SWEB)
135 | 247 | 4-rate SToD | 1
136 | 124 | 4-rate SToD | 1
136 | 202 | 4-rate SToD | 1
136 | 222 | 4-rate SToD | 2
136 | 246 | 4-rate SToD | 1
137 | 203 | 4-rate SToD | closed - no longer exists - was used SPM only
137 | 222 | 4-rate SToD | closed - no longer exists - was used SPM only
137 | 223 | 4-rate SToD | closed - no longer exists - was used SPM only
137 | 229 | 4-rate SToD | closed - no longer exists - was used SPM only
138 | 5 | 4-rate SToD | EMEB or MIDE only
138 | 88 | 4-rate SToD | EMEB or MIDE only
138 | 208 | 4-rate SToD | 2
138 | 235 | 4-rate SToD | EMEB or MIDE only
140 | 1395 | split 7-hour E7 | 2
140 | 1396 | split 7-hour E7 | 1
141 | 189 | 5-rate SToD | 1
141 | 210 | 5-rate SToD | 2
141 | 233 | 5-rate SToD | 1
141 | 249 | 5-rate SToD | 1
141 | 252 | 5-rate SToD | 1
142 | 132 | 5-rate SToD | 1
142 | 206 | 5-rate SToD | 2
142 | 230 | 5-rate SToD | 1
142 | 249 | 5-rate SToD | 1
142 | 252 | 5-rate SToD | 1
143 | 47 | 15-hour OP | O
144 | 93 | 6-rate SToD | 1
144 | 208 | 6-rate SToD | 2
144 | 239 | 6-rate SToD | 1
144 | 243 | 6-rate SToD | 1
144 | 248 | 6-rate SToD | 1
144 | 251 | 6-rate SToD | 1
145 | 210 | 6-rate SToD | 2
145 | 249 | 6-rate SToD | 1
145 | 92 | 6-rate SToD | EMEB or MIDE only
145 | 240 | 6-rate SToD | EMEB or MIDE only
145 | 244 | 6-rate SToD | EMEB or MIDE only
145 | 252 | 6-rate SToD | 1
146 | 73 | 6-rate SToD | 1
146 | 93 | 6-rate SToD | 1
146 | 208 | 6-rate SToD | 2
146 | 239 | 6-rate SToD | 1
146 | 248 | 6-rate SToD | 1
146 | 251 | 6-rate SToD | 1
147 | 99 | 6-rate SToD | 1
147 | 206 | 6-rate SToD | 2
147 | 238 | 6-rate SToD | 1
147 | 242 | 6-rate SToD | 1
147 | 249 | 6-rate SToD | 1
147 | 252 | 6-rate SToD | 1
148 | 1152 | 7-hour OP (see also SSC 0185) | 2 or Unsupported (SWEB)
149 | 1394 | Smart 7, heating | 2
150 | 42 | 7-hour E7 | 1
150 | 207 | 7-hour E7 | 2
151 | 43 | 7-hour E7 | 1
151 | 210 | 7-hour E7 | 2 or Unsupported (SWEB)
152 | 45 | 7-hour E7 | 1
152 | 211 | 7-hour E7 | 2
153 | 46 | 7-hour E7 | 1
153 | 212 | 7-hour E7 | 2
154 | 39 | 7-hour E7 | 1
154 | 221 | 7-hour E7 | 2
155 | 51 | split 7-hour E7 | EMEB or MIDE only
155 | 200 | split 7-hour E7 | EMEB or MIDE only
156 | 1000 | 7-hour E7 | 2
156 | 1001 | 7-hour E7 | 1
157 | 1002 | 7-hour E7 | 2
157 | 1003 | 7-hour E7 | 1
158 | 1008 | 7-hour E7 | 2
158 | 1009 | 7-hour E7 | 1
159 | 28 | 12-hour OP | O or Unsupported (SWEB)
160 | 1014 | 7-hour E7 | 2
160 | 1015 | 7-hour E7 | 1
161 | 1018 | 7-hour E7 | 2
161 | 1019 | 7-hour E7 | 1
162 | 1020 | 7-hour E7 | 2
162 | 1021 | 7-hour E7 | 1
163 | 1034 | 7-hour E7 | 2
163 | 1035 | 7-hour E7 | 1
164 | 1037 | 7-hour E7 | 2
164 | 1038 | 7-hour E7 | 1
165 | 1039 | 7-hour E7 | 2
165 | 1040 | 7-hour E7 | 1
166 | 1048 | 7-hour E7 | 2
166 | 1049 | 7-hour E7 | 1
167 | 1055 | 7-hour E7 | 1
167 | 1056 | 7-hour E7 | 2
168 | 1057 | 7-hour E7 | 1
168 | 1058 | 7-hour E7 | 2
169 | 1059 | 7-hour E7 | 1
169 | 1060 | 7-hour E7 | 2
170 | 1061 | 7-hour E7 | 1
170 | 1062 | 7-hour E7 | 2
171 | 1063 | 7-hour E7 | 1
171 | 1064 | 7-hour E7 | 2
172 | 1065 | 7-hour E7 | 1
172 | 1066 | 7-hour E7 | 2
173 | 1067 | 7-hour E7 | 1
173 | 1068 | 7-hour E7 | 2
174 | 1071 | 7-hour E7 | 1
174 | 1072 | 7-hour E7 | 2
175 | 1078 | 7-hour E7 | 1
175 | 1079 | 7-hour E7 | 2
176 | 1124 | 7-hour E7 | 1
176 | 1125 | 7-hour E7 | 2
177 | 1126 | 7-hour E7 | 1
177 | 1127 | 7-hour E7 | 2
178 | 1128 | 7-hour E7 (Cornwall & def reinforcement) | 1
178 | 1129 | 7-hour E7 (Cornwall & def reinforcement) | 2
179 | 1139 | 7-hour E7 | 1
179 | 1140 | 7-hour E7 | 2
180 | 1141 | 7-hour E7 | 1
180 | 1142 | 7-hour E7 | 2
181 | 1143 | 7-hour E7 | 1
181 | 1144 | 7-hour E7 | 2
182 | 1145 | 7-hour E7 | 1
182 | 1146 | 7-hour E7 | 2
183 | 1147 | 7-hour E7 | 1
183 | 1148 | 7-hour E7 | 2
184 | 1149 | 7-hour E7 | 1
184 | 1150 | 7-hour E7 | 2
185 | 1151 | 7-hour E7 | 1
185 | 1152 | 7-hour E7 | 2
186 | 1153 | 7-hour E7 | 1
186 | 1154 | 7-hour E7 | 2
187 | 1324 | 7-hour E7 | 2
187 | 1325 | 7-hour E7 | 1
188 | 1191 | 7-hour E7 | 2
188 | 1192 | 7-hour E7 | 1
189 | 1233 | 7-hour E7 | EMEB or MIDE only
189 | 1234 | 7-hour E7 | EMEB or MIDE only
190 | 1238 | 7-hour E7 | EMEB or MIDE only
190 | 1239 | 7-hour E7 | EMEB or MIDE only
191 | 1240 | 7-hour E7 | EMEB or MIDE only
191 | 1241 | 7-hour E7 | EMEB or MIDE only
192 | 1242 | 7-hour E7 | EMEB or MIDE only
192 | 1243 | 7-hour E7 | EMEB or MIDE only
193 | 1244 | 7-hour E7 | EMEB or MIDE only
193 | 1245 | 7-hour E7 | EMEB or MIDE only
194 | 1246 | 7-hour E7 | EMEB or MIDE only
194 | 1247 | 7-hour E7 | EMEB or MIDE only
195 | 1248 | 7-hour E7 | EMEB or MIDE only
195 | 1249 | 7-hour E7 | EMEB or MIDE only
196 | 1250 | 7-hour E7 | EMEB or MIDE only
196 | 1251 | 7-hour E7 | EMEB or MIDE only
197 | 1252 | 7-hour E7 | EMEB or MIDE only
197 | 1253 | 7-hour E7 | EMEB or MIDE only
198 | 1254 | 7-hour E7 | EMEB or MIDE only
198 | 1255 | 7-hour E7 | EMEB or MIDE only
199 | 1256 | 7-hour E7 | EMEB or MIDE only
199 | 1257 | 7-hour E7 | EMEB or MIDE only
201 | 1265 | 7-hour E7 | EMEB or MIDE only
201 | 1266 | 7-hour E7 | EMEB or MIDE only
202 | 1267 | 7-hour E7 | EMEB or MIDE only
202 | 1268 | 7-hour E7 | EMEB or MIDE only
203 | 1269 | 7-hour E7 | EMEB or MIDE only
203 | 1270 | 7-hour E7 | EMEB or MIDE only
204 | 1271 | 7-hour E7 | EMEB or MIDE only
204 | 1272 | 7-hour E7 | EMEB or MIDE only
205 | 1273 | 7-hour E7 | EMEB or MIDE only
205 | 1274 | 7-hour E7 | EMEB or MIDE only
206 | 1275 | 7-hour E7 | EMEB or MIDE only
206 | 1276 | 7-hour E7 | EMEB or MIDE only
207 | 1277 | 7-hour E7 | EMEB or MIDE only
207 | 1278 | 7-hour E7 | EMEB or MIDE only
208 | 1279 | 7-hour E7 | EMEB or MIDE only
208 | 1280 | 7-hour E7 | EMEB or MIDE only
209 | 1286 | 7-hour E7 | 2
209 | 1287 | 7-hour E7 | 1
210 | 1293 | 7-hour E7 | 2
210 | 1294 | 7-hour E7 | 1
211 | 1295 | 7-hour E7 | 2
211 | 1296 | 7-hour E7 | 1
212 | 1297 | 7-hour E7 | 2
212 | 1298 | 7-hour E7 | 1
213 | 1299 | 7-hour E7 | 2
213 | 1300 | 7-hour E7 | 1
214 | 1326 | 7-hour E7 | 2
214 | 1327 | 7-hour E7 | 1
215 | 1328 | 7-hour E7 | 2
215 | 1329 | 7-hour E7 | 1
216 | 1330 | 7-hour E7 | 2
216 | 1331 | 7-hour E7 | 1
217 | 1332 | 7-hour E7 | 2
217 | 1333 | 7-hour E7 | 1
218 | 1334 | 7-hour E7 | 2
218 | 1335 | 7-hour E7 | 1
219 | 1336 | 7-hour E7 | 2
219 | 1337 | 7-hour E7 | 1
220 | 1338 | 7-hour E7 | 2
220 | 1339 | 7-hour E7 | 1
221 | 1340 | 7-hour E7 | 2
221 | 1341 | 7-hour E7 | 1
222 | 1342 | 7-hour E7 | 2
222 | 1343 | 7-hour E7 | 1
223 | 1344 | 7-hour E7 | 2
223 | 1345 | 7-hour E7 | 1
224 | 1353 | 7-hour E7 | 2
224 | 1354 | 7-hour E7 | 1
225 | 1355 | 7-hour E7 | 2
225 | 1356 | 7-hour E7 | 1
226 | 1357 | 7-hour E7 | 2
226 | 1358 | 7-hour E7 | 1
227 | 1359 | 7-hour E7 | 2
227 | 1360 | 7-hour E7 | 1
228 | 1361 | Supertariff heating | O
228 | 1399 | Supertariff heating | O
229 | 1362 | Supertariff heating | O
229 | 1400 | Supertariff heating | O
230 | 1363 | 7-hour E7 | O
230 | 1401 | 7-hour E7 | O
231 | 1371 | split 7-hour E7 | 2
231 | 1372 | split 7-hour E7 | 1
233 | 1375 | split 7-hour E7 | 2
233 | 1376 | split 7-hour E7 | 1
234 | 1377 | split 7-hour E7 | 2
234 | 1378 | split 7-hour E7 | 1
235 | 1379 | split 7-hour E7 | 2
235 | 1380 | split 7-hour E7 | 1
236 | 1381 | split 7-hour E7 | 2
236 | 1382 | split 7-hour E7 | 1
237 | 1383 | split 7-hour E7 | 2
237 | 1384 | split 7-hour E7 | 1
238 | 1385 | 7-hour E7 | 2
238 | 1386 | 7-hour E7 | 1
241 | 1042 | 7-hour E7 (differential switching) | 2
241 | 1043 | 7-hour E7 (differential switching) | 1
242 | 44 | 7-hour night | 1
242 | 208 | 7-hour night | 2
243 | 21 | Key Meter pseudo 2-rate | 1
243 | 231 | Key Meter pseudo 2-rate | 1 or Unsupported (SWEB)
244 | 40 | 7-hour E7 | 1
244 | 206 | 7-hour E7 | 2
245 | 1012 | 7-hour night | 2
245 | 1013 | 7-hour night | 1
246 | 160 | Economy 7 Day & Night | 2
246 | 276 | Economy 7 Day & Night | 1
246 | 277 | Economy 7 Day & Night | 1
247 | 1288 | 7-hour night | 1
247 | 1289 | 7-hour night | 2
248 | 1174 | 7-hour E7 | 1
248 | 1175 | 7-hour E7 | 2
249 | 1351 | 7-hour night | 2
249 | 1352 | 7-hour night | 1
250 | 206 | 7-hour OP | O
251 | 210 | 7-hour OP | O
252 | 212 | 7-hour OP | O
253 | 1290 | 7-hour OP | O
254 | 1316 | 7-hour variable E7 (Menter B) | 2
254 | 1317 | 7-hour variable E7 (Menter B) | 1
255 | 1320 | 7-hour variable E7 (Menter A) | 2
255 | 1321 | 7-hour variable E7 (Menter A) | 1
257 | 57 | 8-hour E7 | 1
257 | 196 | 8-hour E7 | 2
258 | 56 | 8-hour night | 1
258 | 195 | 8-hour night | 2
259 | 94 | 10-hour night | 1
259 | 167 | 10-hour night | 2
260 | 59 | 8-hour night | EMEB or MIDE only
260 | 191 | 8-hour night | EMEB or MIDE only
261 | 55 | 8-hour night | 1
261 | 194 | 8-hour night | 2 or Unsupported (SWEB)
262 | 57 | 8-hour night | 1
262 | 196 | 8-hour night | 2 or Unsupported (SWAE)
263 | 1010 | 8-hour night | 2
263 | 1011 | 8-hour night | 1
264 | 1069 | 8-hour night | 1
264 | 1070 | 8-hour night | 2
265 | 190 | 8-hour OP | O or Unsupported (SWEB)
266 | 191 | 8-hour OP | O
267 | 192 | 8-hour OP | O
268 | 193 | 8-hour OP | O or Unsupported (SWEB)
269 | 194 | 8-hour OP | O
270 | 196 | 8-hour OP | O or Unsupported (SWEB)
271 | 1088 | 8-hour OP | O
272 | 1089 | 8-hour OP | O
273 | 1090 | 8-hour OP | O
274 | 1115 | 8-hour OP | O
276 | 1347 | 8-hour OP | O
277 | 52 | 8-hour OP + Summer | O
278 | 105 | 8-hour OP + w/e | O
279 | 16 | 8-hour OP + w/e & Summer | O
280 | 170 | 8-hour OP + weekends | EMEB or MIDE only
281 | 11 | 9-hour night | 2
281 | 95 | 9-hour night | 1
283 | 1016 | 9-hour night (differential switching) | 1
283 | 1017 | 9-hour night (differential switching) | 2
284 | 177 | 9-hour OP | O
285 | 178 | 9-hour OP | EMEB or MIDE only
286 | 103 | 9-hour OP + w/e | O
287 | 1364 | Boiler | O
287 | 1402 | Boiler | O
288 | 1036 | Budget Warmth | O
289 | 1041 | Budget Warmth | O
290 | 1050 | Budget Warmth | O
291 | 1051 | Budget Warmth | O
292 | 1052 | Budget Warmth | O
297 | 1367 | Budget Warmth | O
298 | 1368 | Budget Warmth | O
299 | 1053 | Budget Warmth | O
300 | 1080 | Flexiheat Day/Evening/Weekend | 1
300 | 1081 | Flexiheat Day/Evening/Weekend | 1
301 | 1095 | Flexiheat (weather) Day/Evening/Weekend | 1
301 | 1096 | Flexiheat (weather) Day/Evening/Weekend | 1
302 | 1101 | Superdeal Day/Night | 1
302 | 1102 | Superdeal Day/Night | 1
303 | 1054 | Budget Warmth | O
304 | 1083 | Budget Warmth | O
305 | 1084 | Domestic heating tariff | 1
305 | 1085 | Domestic heating tariff | 2
306 | 1086 | Domestic heating tariff | 1
306 | 1087 | Domestic heating tariff | 2
307 | 1091 | Domestic heating tariff | 1
307 | 1092 | Domestic heating tariff | 2
308 | 1093 | Domestic heating tariff | 1
308 | 1094 | Domestic heating tariff | 2
309 | 1098 | Superdeal (weather) Day/Night | 1
309 | 1099 | Superdeal (weather) Day/Night | 1
310 | 1155 | E10 type 1 (general purpose) | 2
310 | 1156 | E10 type 1 (general purpose) | 1
312 | 1154 | 7-hour OP (see also SSC 186) | 2
313 | 1006 | Domestic E9 A | O
314 | 104 | 13-hour OP | EMEB or MIDE only
315 | 178 | Evening/night | EMEB or MIDE only
315 | 227 | Evening/night | EMEB or MIDE only
316 | 53 | Evening/Weekend | 2
316 | 198 | Evening/Weekend | 1
317 | 70 | Evening/Weekend | 2 or Unsupported (SWAE)
317 | 183 | Evening/Weekend | 1 or Unsupported (SWAE)
318 | 74 | Evening/Weekend | 1
318 | 180 | Evening/Weekend | 1
319 | 71 | 12-hour Evening/Weekend | 2 or Unsupported (SWAE and SWEB)
319 | 183 | 12-hour Evening/Weekend | 1 or Unsupported (SWAE and SWEB)
320 | 72 | Evening/Weekend | 2
320 | 184 | Evening/Weekend | 1
321 | 1004 | Evening/Weekend | 1
321 | 1005 | Evening/Weekend | 1
322 | 1073 | Evening/Weekend | 1
322 | 1074 | Evening/Weekend | 1
323 | 1284 | Evening/Weekend | 1
323 | 1285 | Evening/Weekend | Unsupported (SWAE)
324 | 1007 | Domestic E9 B | 1
325 | 183 | Evening/Weekend E7 | 1
325 | 186 | Evening/Weekend E7 | 1
325 | 206 | Evening/Weekend E7 | 2
326 | 184 | Evening/Weekend E7 | 1
326 | 187 | Evening/Weekend E7 | 2 or Unsupported (SWAE)
326 | 210 | Evening/Weekend E7 | 2 or Unsupported (SWAE)
327 | 135 | Evening/Weekend E7 | 1
327 | 198 | Evening/Weekend E7 | 1
327 | 222 | Evening/Weekend E7 | 2
328 | 1022 | Evening/Weekend E7 | 1
328 | 1023 | Evening/Weekend E7 | 2
328 | 1024 | Evening/Weekend E7 | 1
329 | 1027 | Evening/Weekend E7 | 1
329 | 1028 | Evening/Weekend E7 | 2
329 | 1029 | Evening/Weekend E7 | 1
330 | 1075 | Evening/Weekend E7 | 2
330 | 1076 | Evening/Weekend E7 | 1
330 | 1077 | Evening/Weekend E7 | 2
331 | 1167 | Evening/Weekend E7 | 1
331 | 1168 | Evening/Weekend E7 | 1
331 | 1169 | Evening/Weekend E7 | 2
332 | 1235 | Evening/Weekend E7 | EMEB or MIDE only
332 | 1236 | Evening/Weekend E7 | EMEB or MIDE only
332 | 1237 | Evening/Weekend E7 | EMEB or MIDE only
334 | 1131 | 3-rate heating, (link SSC 0343) | 1
334 | 1132 | 3-rate heating, (link SSC 0343) | 1
334 | 1133 | 3-rate heating, (link SSC 0343) | 2
335 | 18 | Grain Drying | 1
336 | 20 | Grain drying | O
337 | 82 | Grain drying | O
338 | 1365 | Heating | 2
338 | 1366 | Heating | 1
339 | 1025 | Local Authority Heating | O
340 | 1030 | Local Authority Heating | O
341 | 1032 | Local Authority Heating | O
342 | 1123 | Dom & Non-dom Seasonal (link SSC 0128) | 2
343 | 1134 | 3-rate heating, water heating | 2
344 | 1135 | 7-hour E7, Day + Night (link SSC 0345) | 1
344 | 1136 | 7-hour E7, Day + Night (link SSC 0345) | O
344 | 1137 | 7-hour E7, Day + Night (link SSC 0345) | 2
345 | 1138 | 7-hour E7, Day + Night (link SSC 0344) | 2
346 | 1130 | Non-Standard OP (8+3 hour) | O or Unsupported (SWEB)
347 | 48 | Non-Standard OP | O
348 | 49 | Non-Standard OP | O
349 | 50 | 7-hour E7 | 1
349 | 222 | 7-hour E7 | 2
350 | 1047 | Warmwise heating | O
351 | 1082 | Flexiheat heating | 1
352 | 1097 | Flexiheat (weather) heating | 1
353 | 1103 | Superdeal heating | 1
354 | 64 | 12-hour OP | EMEB or MIDE only
355 | 1392 | Smart 7, Day/Night | 1
355 | 1393 | Smart 7, Day/Night | 1
357 | 1200 | split 10-hour Heatwise | EMEB or MIDE only
357 | 1201 | split 10-hour Heatwise | EMEB or MIDE only
358 | 1202 | split 10-hour Heatwise | EMEB or MIDE only
358 | 1203 | split 10-hour Heatwise | EMEB or MIDE only
359 | 1204 | split 10-hour Heatwise | EMEB or MIDE only
359 | 1205 | split 10-hour Heatwise | EMEB or MIDE only
360 | 1206 | split 10-hour Heatwise | EMEB or MIDE only
360 | 1207 | split 10-hour Heatwise | EMEB or MIDE only
361 | 1208 | split 10-hour Heatwise | EMEB or MIDE only
361 | 1209 | split 10-hour Heatwise | EMEB or MIDE only
362 | 1210 | split 10-hour Heatwise | EMEB or MIDE only
362 | 1211 | split 10-hour Heatwise | EMEB or MIDE only
363 | 1212 | split 10-hour Heatwise | EMEB or MIDE only
363 | 1213 | split 10-hour Heatwise | EMEB or MIDE only
364 | 1214 | split 10-hour Heatwise | EMEB or MIDE only
364 | 1215 | split 10-hour Heatwise | EMEB or MIDE only
365 | 1216 | split 10-hour Heatwise | EMEB or MIDE only
365 | 1217 | split 10-hour Heatwise | EMEB or MIDE only
366 | 1218 | split 10-hour Heatwise | EMEB or MIDE only
366 | 1219 | split 10-hour Heatwise | EMEB or MIDE only
367 | 1220 | split 10-hour Heatwise | EMEB or MIDE only
367 | 1221 | split 10-hour Heatwise | EMEB or MIDE only
368 | 1222 | split 10-hour Heatwise | EMEB or MIDE only
368 | 1223 | split 10-hour Heatwise | EMEB or MIDE only
369 | 1224 | split 10-hour Heatwise | EMEB or MIDE only
369 | 1225 | split 10-hour Heatwise | EMEB or MIDE only
370 | 1226 | split 10-hour Heatwise | EMEB or MIDE only
370 | 1227 | split 10-hour Heatwise | EMEB or MIDE only
371 | 1228 | split 10-hour Heatwise | EMEB or MIDE only
371 | 1229 | split 10-hour Heatwise | EMEB or MIDE only
372 | 1180 | Evening/Weekend | 1
372 | 1181 | Evening/Weekend | 1
373 | 31 | split 7-hour E7 | 1
373 | 213 | split 7-hour E7 | 2
374 | 30 | split 7-hour E7 | 1
374 | 214 | split 7-hour E7 | 2
375 | 32 | split 7-hour E7 | 1
375 | 215 | split 7-hour E7 | 2
376 | 34 | split 7-hour E7 | 1
376 | 216 | split 7-hour E7 | 2
377 | 35 | split 7-hour E7 | 1
377 | 217 | split 7-hour E7 | 2
378 | 36 | split 7-hour E7 | 1
378 | 218 | split 7-hour E7 | 2
380 | 37 | split 7-hour E7 | 1
380 | 220 | split 7-hour E7 | 2
381 | 1170 | split 7-hour E7 | 2
381 | 1171 | split 7-hour E7 | 1
382 | 1172 | split 7-hour E7 | 2
382 | 1173 | split 7-hour E7 | 1
384 | 1185 | 7-hour E7 | 1
384 | 1186 | 7-hour E7 | 2
385 | 1260 | split 7-hour E7 | EMEB or MIDE only
385 | 1261 | split 7-hour E7 | EMEB or MIDE only
386 | 1184 | 9-hour OP | O
387 | 1183 | 15.5-hour OP | O
388 | 1262 | split 7-hour E7 | EMEB or MIDE only
388 | 1263 | split 7-hour E7 | EMEB or MIDE only
389 | 1182 | 12.5-hour OP | O
390 | 1291 | split 7-hour E7 | 2
390 | 1292 | split 7-hour E7 | 1
391 | 29 | Summer & Winter w/e | O
392 | 90 | Summer Unrestricted | 1
393 | 1 | Unrestricted | 1
394 | 1176 | 10-hour night | 1
394 | 1177 | 10-hour night | 2
395 | 1044 | Warmwise Day/Night | 2
395 | 1045 | Warmwise Day/Night | 1
395 | 1046 | Warmwise Day/Night | 1
396 | 1323 | 2-rate SToD | 1
397 | 1346 | 9-hour heating | 1
398 | 72 | 12-hour OP + w/e | 2
399 | 27 | 15-hour OP + w/e | Unsupported (SWAE)
400 | 58 | 8-hour night | 1
400 | 190 | 8-hour night | 2 or Unsupported (SWAE)
401 | 1157 | E10 type 1(heating circuit) | O
403 | 1178 | 12-hour night | 1
403 | 1179 | 12-hour night | 2
404 | 1161 | Redring Boiler (general purpose) | 2
404 | 1162 | Redring Boiler (general purpose) | 1
405 | 1163 | Redring Boiler (heating circuit) | O
406 | 77 | Cyclocontrol 3 | O
407 | 81 | Cyclocontrol 4 | O
408 | 87 | Cyclocontrol 5 | O
409 | 89 | Cyclocontrol 6 | O
410 | 98 | Cyclocontrol 7 | O
411 | 106 | Cyclocontrol 8 | O
412 | 107 | Cyclocontrol 9 | O
413 | 108 | Cyclocontrol 10 | O
414 | 110 | Cyclocontrol 11 | O
415 | 165 | Cyclocontrol 12 | O
416 | 179 | Cyclocontrol 13 | O
417 | 209 | Cyclocontrol 14 | O
418 | 188 | Cyclocontrol 15 | O
419 | 176 | Cyclocontrol 16 | O
420 | 253 | Cyclocontrol 17 | O
421 | 222 | Cyclocontrol 18 | O
422 | 254 | Cyclocontrol 19 | O
423 | 255 | Cyclocontrol 20 | O
424 | 256 | Cyclocontrol 21 | O
425 | 1100 | Superdeal (weather) heating | 2
426 | 1189 | 7-hour E7 | 1
426 | 1190 | 7-hour E7 | 2
427 | 1118 | Day/Night (White meter) | 1
427 | 1119 | Day/Night (White meter) | 2 or Unsupported (SWEB)
428 | 258 | Unmetered Type A ("flat" profile) | U
428 | 259 | Unmetered Type A ("flat" profile) | U
429 | 260 | Unmetered B ("dusk-to-dawn") | U
429 | 261 | Unmetered B ("dusk-to-dawn") | U
430 | 264 | Unmetered C ("half-night & pre-dawn") | U
430 | 265 | Unmetered C ("half-night & pre-dawn") | U
431 | 262 | Unmetered D ("dawn-to-dusk") | U
431 | 263 | Unmetered D ("dawn-to-dusk") | U
432 | 1397 | 7-hour E7 | 1
432 | 1398 | 7-hour E7 | 2
434 | 269 | 12 Hour OP | EMEB or MIDE only
435 | 270 | Domestic 3-rate heating | 1
435 | 271 | Domestic 3-rate heating | 1
435 | 272 | Domestic 3-rate heating | 2
436 | 273 | 3-Rate Seasonal | 1
436 | 274 | 3-Rate Seasonal | 1
436 | 275 | 3-Rate Seasonal | 2
437 | 1403 | Lifestyle Tariff | 2
437 | 1404 | Lifestyle Tariff | 1
437 | 1405 | Lifestyle Tariff | 1
439 | 346 | Split 7-hour E7 | 2
439 | 349 | Split 7-hour E7 | 1
440 | 210 | 3-rate ToW | 2
440 | 347 | 3-rate ToW | EMEB or MIDE only
440 | 348 | 3-rate ToW | EMEB or MIDE only
441 | 206 | 4-rate SToD | 2
441 | 350 | 4-rate SToD | 1
441 | 351 | 4-rate SToD | 1
441 | 352 | 4-rate SToD | 1
442 | 356 | 7-hour E7 | EMEB or MIDE only
442 | 357 | 7-hour E7 | EMEB or MIDE only
443 | 358 | Evening/Weekend | 1
443 | 359 | Evening/Weekend | 2 or Unsupported (SWAE)
444 | 208 | Evening/Weekend E7 | 2
444 | 358 | Evening/Weekend E7 | Unsupported (SWAE)
444 | 360 | Evening/Weekend E7 | Unsupported (SWAE)
445 | 1406 | 7-hour variable E7 | 1
445 | 1407 | 7-hour variable E7 | 2
446 | 1408 | 7-hour variable E7 | 1
446 | 1409 | 7-hour variable E7 | 2
447 | 206 | 7-hour OP | 2
448 | 1125 | 7-hour OP | 2
449 | 1127 | 7-hour OP | 2
450 | 1129 | 7-hour OP | 2
451 | 1140 | 7-hour OP | 2
452 | 1142 | 7-hour OP | 2
453 | 1144 | 7-hour OP | 2
454 | 1146 | 7-hour OP | 2
455 | 1148 | 7-hour OP | 2
456 | 1150 | 7-hour OP | 2
459 | 1398 | 7-hour OP | 2
460 | 361 | 12 Hours OP | O
461 | 361 | 12 Hours OP | O
462 | 362 | 8 Hours OP | O
463 | 363 | 10.5 Hours OP | O
464 | 364 | Weekender Tariff (V1) | 1
464 | 365 | Weekender Tariff (V1) | 1
465 | 1410 | Weekender Tariff (V2) | 1
465 | 1411 | Weekender Tariff (V2) | 1
466 | 366 | Maximum Demand Register | EMEB or MIDE only
467 | 367 | Maximum Demand Register | EMEB or MIDE only
468 | 368 | Maximum Demand Register | EMEB or MIDE only
469 | 369 | Maximum Demand Register | EMEB or MIDE only
470 | 370 | Maximum Demand Register | EMEB or MIDE only
473 | 1412 | Economy 7 - all purpose tariff G63 | 1
473 | 1413 | Economy 7 - all purpose tariff G63 | 2
474 | 1414 | split 7hr o/p | O
475 | 1415 | Split 7hr E7 | 1
475 | 1416 | Split 7hr E7 | 2
476 | 1417 | 14.5 hr o/p | O
477 | 1418 | 14.5 hr o/p | O
478 | 1419 | Evening/Weekend E7 | 1
478 | 1420 | Evening/Weekend E7 | 1
478 | 1421 | Evening/Weekend E7 | 2
479 | 1424 | Split 7-hour E7 | 2
479 | 1425 | Split 7-hour E7 | 1
480 | 1426 | Split 7-hour E7 | 2
480 | 1427 | Split 7-hour E7 | 1
481 | 1428 | Split 7-hour E7 | 2
481 | 1429 | Split 7-hour E7 | 1
482 | 378 | Micro-PV Export Import Profile Class 1 | G
483 | 379 | Micro-PV Export Import Profile Class 2 | G
484 | 380 | Micro-PV Export Import Profile Class 3 | G
485 | 381 | Micro-PV Export Import Profile Class 4 | G
486 | 382 | Micro-PV Export Import Profile Class 5 | G
487 | 383 | Micro-PV Export Import Profile Class 6 | G
488 | 384 | Micro-PV Export Import Profile Class 7 | G
489 | 385 | Micro-PV Export Import Profile Class 8 | G
490 | 386 | Micro-CHP Export Import Profile Class 1 | G
491 | 387 | Micro-CHP Export Import Profile Class 2 | G
492 | 388 | Micro-CHP Export Import Profile Class 3 | G
493 | 389 | Micro-CHP Export Import Profile Class 4 | G
494 | 390 | Micro-CHP Export Import Profile Class 5 | G
495 | 391 | Micro-CHP Export Import Profile Class 6 | G
496 | 392 | Micro-CHP Export Import Profile Class 7 | G
497 | 393 | Micro-CHP Export Import Profile Class 8 | G
498 | 394 | Other Sml Export SSC any import Profile | G
701 | 343 | 8.5-hour OP + w/e | O
702 | 344 | 8.5-hour OP + w/e | O
703 | 317 | 12-hour OP + w/e | O
704 | 318 | 12-hour OP + w/e | O
705 | 319 | 12-hour OP + w/e | O
706 | 320 | 12-hour OP + w/e | O
707 | 321 | 12-hour OP + w/e | O
708 | 322 | 12-hour OP + w/e | O
709 | 323 | 12-hour OP + w/e | O
710 | 324 | 12-hour OP + w/e | O
711 | 325 | 12-hour OP + w/e | O
712 | 326 | 16-hour OP + w/e | O
713 | 328 | 16-hour OP + w/e | O
714 | 329 | 16-hour OP + w/e | O
715 | 330 | 16-hour OP + w/e | O
716 | 339 | 20-hour OP + w/e | O
717 | 340 | 20-hour OP + w/e | O
718 | 341 | 20-hour OP + w/e + summer | O
719 | 342 | 20-hour OP + w/e + summer | O
720 | 331 | 3-rate SToD | 1
720 | 332 | 3-rate SToD | 1
720 | 333 | 3-rate SToD | 2
721 | 327 | 8.5 hour WM | 2
721 | 336 | 8.5 hour WM | 1
722 | 13067 | 8.5 hour WM | 2
722 | 13068 | 8.5 hour WM | 1
723 | 13070 | 8.5 hour WM | 2
723 | 13071 | 8.5 hour WM | 1
724 | 13073 | 8.5 hour WM | 2
724 | 13074 | 8.5 hour WM | 1
725 | 13076 | 8.5 hour WM | 2
725 | 13077 | 8.5 hour WM | 1
726 | 13079 | 8.5 hour WM | 2
726 | 13080 | 8.5 hour WM | 1
727 | 13032 | 8.5 hour WM | 2
727 | 13033 | 8.5 hour WM | 1
728 | 13034 | 8.5 hour WM Heating | 2
729 | 13035 | 8.5 hour WM | 2
729 | 13036 | 8.5 hour WM | 1
730 | 13037 | 8.5 hour WM Heating | 2
731 | 13038 | 8.5 hour WM | 2
731 | 13039 | 8.5 hour WM | 1
732 | 13040 | 8.5 hour WM Heating | 2
733 | 13041 | 8.5 hour WM | 2
733 | 13042 | 8.5 hour WM | 1
734 | 13043 | 8.5 hour WM Heating | 2
735 | 13044 | 8.5 hour WM | 2
735 | 13045 | 8.5 hour WM | 1
736 | 13046 | 8.5 hour WM Heating | 2
737 | 13047 | 8.5 hour WM | 2
737 | 13048 | 8.5 hour WM | 1
738 | 13049 | 8.5 hour WM Heating | 2
739 | 13050 | 8.5 hour WM | 2
739 | 13051 | 8.5 hour WM | 1
740 | 13052 | 8.5 hour WM Heating | 2
741 | 13053 | 8.5 hour WM | 2
741 | 13054 | 8.5 hour WM | 1
742 | 13055 | 8.5 hour WM Heating | 2
743 | 13056 | 8.5 hour WM | 2
743 | 13057 | 8.5 hour WM | 1
744 | 13058 | 8.5 hour WM Heating | 2
745 | 13059 | 8.5 hour WM | 2
745 | 13060 | 8.5 hour WM | 1
746 | 13061 | 8.5 hour WM Heating | 2
747 | 13062 | 8.5 hour WM | 2
747 | 13063 | 8.5 hour WM | 1
748 | 13064 | 8.5 hour WM | 2
748 | 13065 | 8.5 hour WM | 1
749 | 13066 | 8.5 hour WM Heating | 2
752 | 13011 | 8.5 hour WM | 2
752 | 13012 | 8.5 hour WM | 1
753 | 13013 | Weathercall heating | 2
754 | 13014 | 8.5 hour WM | 2
754 | 13015 | 8.5 hour WM | 1
755 | 13016 | Weathercall heating | 2
756 | 13017 | 8.5 hour WM | 2
756 | 13018 | 8.5 hour WM | 1
757 | 13019 | Weathercall heating | 2
758 | 13020 | 8.5 hour WM | 2
758 | 13021 | 8.5 hour WM | 1
759 | 13022 | Weathercall heating | 2
760 | 13023 | 8.5 hour WM | 2
760 | 13024 | 8.5 hour WM | 1
761 | 13025 | Weathercall heating | 2
762 | 13026 | 8.5 hour WM | 2
762 | 13027 | 8.5 hour WM | 1
763 | 13028 | Weathercall heating | 2
764 | 13002 | 8.5 hour WM | 2
764 | 13003 | 8.5 hour WM | 1
765 | 13004 | Weathercall heating | 2
766 | 13005 | 8.5 hour WM | 2
766 | 13006 | 8.5 hour WM | 1
767 | 13007 | Weathercall heating | 2
768 | 13008 | 8.5 hour WM | 2
768 | 13009 | 8.5 hour WM | 1
769 | 13010 | Weathercall heating | 2
770 | 13001 | 18-hour dynamic | 2
775 | 334 | Crop&Air Conditioning | O
776 | 335 | Crop&Air Conditioning | O
781 | 327 | 8.5 hour WM | O
782 | 13069 | 8.5 hour WM | 1
783 | 13072 | 8.5 hour WM | 1
784 | 13075 | 8.5 hour WM | 1
785 | 13078 | 8.5 hour WM | 1
786 | 13081 | 8.5 hour WM | 1
787 | 13082 | E7 accompanying Birmingam W'call | 2
787 | 13083 | E7 accompanying Birmingam W'call | 1
788 | 13084 | Birmingham Weathercall | 1
789 | 13085 | E7 accompanying Manchester W'call | 2
789 | 13086 | E7 accompanying Manchester W'call | 1
790 | 13087 | Manchester Weathercall | 1
791 | 13088 | E7 accompanying Anglesey W'call | 2
791 | 13089 | E7 accompanying Anglesey W'call | 1
792 | 13090 | Anglesey Weathercall | 1
793 | 13091 | 8.5 hour WM | 2
793 | 13092 | 8.5 hour WM | 1
794 | 13093 | 8.5 hour WM Heating | 2
801 | 306 | Unrestricted | 1
802 | 14005 | Two rate with 8 hours night | 2
802 | 14006 | Two rate with 8 hours night | 1
803 | 14007 | Dynamic | O
804 | 14008 | Two rate with 8 hours night | 2
804 | 14009 | Two rate with 8 hours night | 1
805 | 14010 | Dynamic | O
806 | 14011 | Two rate with 8 hours night | 2
806 | 14012 | Two rate with 8 hours night | 1
807 | 14013 | Dynamic | O
808 | 14017 | Two rate with 8 hours night | 2
808 | 14018 | Two rate with 8 hours night | 1
809 | 14019 | Dynamic | O
810 | 14020 | Two rate with 8 hours night | 2
810 | 14021 | Two rate with 8 hours night | 1
811 | 14022 | Dynamic | O
812 | 14023 | Two rate with 8 hours night | 2
812 | 14024 | Two rate with 8 hours night | 1
813 | 14025 | Dynamic | O
814 | 14029 | Two rate with 8 hours night | 2
814 | 14030 | Two rate with 8 hours night | 1
815 | 14031 | Dynamic | O
816 | 14032 | Two rate with 8 hours night | 2
816 | 14033 | Two rate with 8 hours night | 1
817 | 14034 | Dynamic | O
818 | 14035 | Two rate with 8 hours night | 2
818 | 14036 | Two rate with 8 hours night | 1
819 | 14037 | Dynamic | O
820 | 14042 | Two rate with 8 hours night | 2
820 | 14043 | Two rate with 8 hours night | 1
821 | 14044 | Dynamic | O
822 | 14045 | Two rate with 8 hours night | 2
822 | 14046 | Two rate with 8 hours night | 1
823 | 14047 | Dynamic | O
824 | 14048 | Two rate with 8 hours night | 2
824 | 14049 | Two rate with 8 hours night | 1
825 | 14050 | Dynamic | O
826 | 14069 | Two rate with 8 hours night | 2
826 | 14070 | Two rate with 8 hours night | 1
827 | 14071 | Dynamic | O
828 | 14072 | Two rate with 8 hours night | 2
828 | 14073 | Two rate with 8 hours night | 1
829 | 14074 | Dynamic | O
830 | 14075 | Two rate with 8 hours night | 2
830 | 14076 | Two rate with 8 hours night | 1
831 | 14077 | Dynamic | O
832 | 14085 | Two rate with 8 hours night | 2
832 | 14086 | Two rate with 8 hours night | 1
833 | 14087 | Dynamic | O
834 | 14088 | Two rate with 8 hours night | 2
834 | 14089 | Two rate with 8 hours night | 1
835 | 14090 | Dynamic | O
836 | 14091 | Two rate with 8 hours night | 2
836 | 14092 | Two rate with 8 hours night | 1
837 | 14093 | Dynamic | O
838 | 14094 | Two rate with 8 hours night | 2
838 | 14095 | Two rate with 8 hours night | 1
839 | 14096 | Dynamic | O
840 | 14110 | Two rate with 8 hours night | 2
840 | 14111 | Two rate with 8 hours night | 1
841 | 14112 | Dynamic | O
842 | 14113 | Two rate with 8 hours night | 2
842 | 14114 | Two rate with 8 hours night | 1
843 | 14115 | Dynamic | O
844 | 14116 | Two rate with 8 hours night | 2
844 | 14117 | Two rate with 8 hours night | 1
845 | 14118 | Dynamic | O
846 | 14138 | Two rate with 8 hours night | 2
846 | 14139 | Two rate with 8 hours night | 1
847 | 14140 | Dynamic | O
848 | 14141 | Two rate with 8 hours night | 2
848 | 14142 | Two rate with 8 hours night | 1
849 | 14143 | Dynamic | O
850 | 14014 | Dynamic | O
851 | 14038 | Dynamic | O
852 | 14001 | Two rate with 8 hours night | 2
852 | 14002 | Two rate with 8 hours night | 1
853 | 14081 | Two rate with 8 hours night | 2
853 | 14082 | Two rate with 8 hours night | 1
854 | 14083 | Two rate with 8 hours night | 2
854 | 14084 | Two rate with 8 hours night | 1
855 | 14103 | Two rate with 8 hours night | 2
855 | 14104 | Two rate with 8 hours night | 1
856 | 14105 | Two rate with 8 hours night | 2
856 | 14106 | Two rate with 8 hours night | 1
857 | 14015 | Two rate with 8 hours night | 2
857 | 14016 | Two rate with 8 hours night | 1
858 | 14039 | Two rate with 8 hours night | 2
858 | 14040 | Two rate with 8 hours night | 1
859 | 14003 | Two rate with 8 hours night | 2
859 | 14004 | Two rate with 8 hours night | 1
860 | 14026 | Two rate with 8 hours night | 2
860 | 14027 | Two rate with 8 hours night | 1
861 | 14051 | Two rate with 8 hours night | 2
861 | 14052 | Two rate with 8 hours night | 1
862 | 14107 | Two rate with 8 hours night | 2
862 | 14108 | Two rate with 8 hours night | 1
863 | 14054 | Two rate with 8 hours night | 2
863 | 14055 | Two rate with 8 hours night | 1
864 | 14121 | Two rate with 8 hours night | 2
864 | 14122 | Two rate with 8 hours night | 1
865 | 14057 | Two rate with 8 hours night | 2
865 | 14058 | Two rate with 8 hours night | 1
866 | 14059 | Dynamic | O
867 | 14060 | Two rate with 8 hours night | 2
867 | 14061 | Two rate with 8 hours night | 1
868 | 14062 | Dynamic | O
869 | 14063 | Two rate with 8 hours night | 2
869 | 14064 | Two rate with 8 hours night | 1
870 | 14065 | Dynamic | O
871 | 14066 | Two rate with 8 hours night | 2
871 | 14067 | Two rate with 8 hours night | 1
872 | 14068 | Dynamic | O
873 | 14078 | Two rate with 8 hours night | 2
873 | 14079 | Two rate with 8 hours night | 1
874 | 14080 | Dynamic | O
875 | 14100 | Two rate with 8 hours night | 2
875 | 14101 | Two rate with 8 hours night | 1
876 | 14102 | Dynamic | O
877 | 14123 | Two rate with 8 hours night | 2
877 | 14124 | Two rate with 8 hours night | 1
878 | 14125 | Dynamic | O
879 | 14126 | Two rate with 8 hours night | 2
879 | 14127 | Two rate with 8 hours night | 1
880 | 14128 | Dynamic | O
881 | 14129 | Two rate with 8 hours night | 2
881 | 14130 | Two rate with 8 hours night | 1
882 | 14131 | Dynamic | O
883 | 14132 | Two rate with 8 hours night | 2
883 | 14133 | Two rate with 8 hours night | 1
884 | 14134 | Dynamic | O
885 | 14135 | Two rate with 8 hours night | 2
885 | 14136 | Two rate with 8 hours night | 1
886 | 14137 | Dynamic | O
887 | 14144 | Two rate with 8 hours night | 2
887 | 14145 | Two rate with 8 hours night | 1
888 | 14146 | Dynamic | O
889 | 278 | Two rate with 8 hours night | 2
889 | 289 | Two rate with 8 hours night | 1
890 | 14028 | Dynamic | O
891 | 14099 | Dynamic | O
892 | 14119 | Dynamic | O
893 | 14120 | Dynamic | O
894 | 300 | 8 Hours OP | O
895 | 311 | 8 Hours OP | O
896 | 312 | 8 Hours OP | O
897 | 14097 | Dynamic | O
898 | 14098 | Dynamic | O
899 | 281 | 11 Hours OP | O
900 | 282 | 11 Hours OP | O
901 | 283 | 11 Hours OP | O
902 | 284 | 11 Hours OP | O
903 | 285 | 11 Hours OP | O
904 | 286 | 8 Hours OP + Weekends | O
905 | 287 | 8 Hours OP + Weekends | O
906 | 288 | 8 Hours OP + Weekends | O
907 | 292 | 15 Hours OP + Weekends | O
908 | 293 | 15 Hours OP + Weekends | O
909 | 294 | 15 Hours OP + Weekends | O
910 | 295 | 15 Hours OP + Weekends | O
911 | 296 | 15 Hours OP + Weekends | O
912 | 297 | 15 Hours OP + Weekends | O
913 | 298 | 15 Hours OP + Weekends | O
914 | 299 | 15 Hours Nov - April/24 Hours May - Oct | 1
915 | 313 | 8 Hours OP | 2
915 | 314 | 8 Hours OP | 1
916 | 315 | 8 Hours OP | 2
916 | 316 | 8 Hours OP | 1
917 | 279 | 8 Hours OP | 2
917 | 280 | 8 Hours OP | 1
918 | 290 | Evening/Weekend | 1
918 | 291 | Evening/Weekend | 1
919 | 57 | 2 rate | 1
919 | 278 | 2 rate | 2
920 | 57 | 2 rate | 1
920 | 278 | 2 rate | 2
922 | 301 | Unrestricted | 1
923 | 302 | Unrestricted | 1
924 | 303 | Unrestricted | 1
925 | 259 | Unmetered Type A ("flat " profile) | U
925 | 307 | Unmetered Type A ("flat " profile) | U
926 | 261 | Unmetered B ("dusk-to-dawn") | U
926 | 308 | Unmetered B ("dusk-to-dawn") | U
927 | 263 | Unmetered D ("dawn-to-dusk") | U
927 | 309 | Unmetered D ("dawn-to-dusk") | U
928 | 265 | Unmetered C ("half-night & pre-dawn") | U
928 | 310 | Unmetered C ("half-night & pre-dawn") | U
929 | 14041 | 11 Hours OP | O
930 | 14053 | 11 Hours OP | O
931 | 14056 | 11 Hours OP | O
932 | 191 | Seasonal ToD | 2
932 | 353 | Seasonal ToD | 1
932 | 354 | Seasonal ToD | 1
932 | 355 | Seasonal ToD | 1
933 | 14147 | Two rate with 8 hours night | 2
933 | 14148 | Two rate with 8 hours night | 1
934 | 14149 | Dynamic | O
935 | 374 | Split 10 hr E10 | 2 or Unsupported (SWAE and SWEB)
935 | 375 | Split 10 hr E10 | 1 or Unsupported (SWAE and SWEB)
936 | 1422 | Split 10 hr E10 | 1
936 | 1423 | Split 10 hr E10 | 2
937 | 14150 | Split 10 hr E10 | 2
937 | 14151 | Split 10 hr E10 | 1
938 | 376 | Split 10 hr E10 | 2
938 | 377 | Split 10 hr E10 | 1
939 | 395 | Split 10 hr E10 | 2
939 | 396 | Split 10 hr E10 | 1
940 | 397 | NHH Export Hydro Profile Class | G
941 | 398 | NHH Export Wind Profile Class | G
942 | 400 | 7-hour E7 (Cornwall & def reinforcement) | 1
942 | 401 | 7-hour E7 (Cornwall & def reinforcement) | 2
943 | 404 | 7-hour E7 | 1
943 | 405 | 7-hour E7 | 2
944 | 406 | 7-hour E7 | 1
944 | 407 | 7-hour E7 | 2
945 | 408 | 7-hour E7 | 1
945 | 409 | 7-hour E7 | 2
946 | 410 | 7-hour E7 | 1
946 | 411 | 7-hour E7 | 2
947 | 412 | Smart Meter 3 Rate Time of Day | 2
947 | 413 | Smart Meter 3 Rate Time of Day | 1
947 | 414 | Smart Meter 3 Rate Time of Day | 1
948 | 415 | 10 hour Evening/Weekend | 2 or Unsupported (SWAE and SWEB)
948 | 416 | 10 hour Evening/Weekend | 1
949 | 417 | General Purpose 2 Rate (paired wth 0950) | 1
949 | 418 | General Purpose 2 Rate (paired wth 0950) | 2
950 | 419 | E10 Heating Single Rate (prd wth 0949) | O
951 | 420 | E9 Heating | O
952 | 421 | General Purpose 2 Rate (paired wth 0951) | 1
952 | 422 | General Purpose 2 Rate (paired wth 0951) | 2
953 | 423 | Two rate with 20 hours night | 1
953 | 424 | Two rate with 20 hours night | 1 or Unsupported (SWAE and SWEB)
954 | 425 | Three Rate Peak Day Other | 2 or Unsupported (SWAE and SWEB)
954 | 426 | Three Rate Peak Day Other | 1 or Unsupported (SWAE and SWEB)
954 | 427 | Three Rate Peak Day Other | 1 or Unsupported (SWAE and SWEB)
955 | 206 | 4 rate weekday/2 rate weekend | 2
955 | 428 | 4 rate weekday/2 rate weekend | 1
955 | 429 | 4 rate weekday/2 rate weekend | 2
955 | 430 | 4 rate weekday/2 rate weekend | 1
956 | 160 | 4 Rate Weekday/2 rate Weekend (BST) | 2
956 | 427 | 4 Rate Weekday/2 rate Weekend (BST) | 1
956 | 431 | 4 Rate Weekday/2 rate Weekend (BST) | 2
956 | 432 | 4 Rate Weekday/2 rate Weekend (BST) | 1
957 | 432 | Unrestricted with Weekday Peak | 1
957 | 433 | Unrestricted with Weekday Peak | 2
958 | 434 | Unrestricted with Peak | 2
958 | 435 | Unrestricted with Peak | 1
959 | 160 | Economy 7 with Weekday Peak | 2
959 | 432 | Economy 7 with Weekday Peak | 1
959 | 436 | Economy 7 with Weekday Peak | 2
960 | 160 | Economy 7 with Peak | 2
960 | 435 | Economy 7 with Peak | 1
960 | 441 | Economy 7 with Peak | 1
961 | 427 | Evening Weekend and Weekday Peak (smart) | 1
961 | 432 | Evening Weekend and Weekday Peak (smart) | 1
961 | 437 | Evening Weekend and Weekday Peak (smart) | 2
962 | 427 | Evening Weekend with Peak | 1
962 | 435 | Evening Weekend with Peak | 1
962 | 438 | Evening Weekend with Peak | 2
963 | 160 | Evening Weekend Night and Peak | 2
963 | 427 | Evening Weekend Night and Peak | 1
963 | 435 | Evening Weekend Night and Peak | 1
963 | 439 | Evening Weekend Night and Peak | 2
964 | 160 | Evening Weekend with Night (BST) | 2
964 | 431 | Evening Weekend with Night (BST) | 2
964 | 440 | Evening Weekend with Night (BST) | 1
965 | 194 | 3 Rate with Weekday Peak | 2
965 | 489 | 3 Rate with Weekday Peak | 1
965 | 500 | 3 Rate with Weekday Peak | 2
966 | 488 | 8-hour OP | O
967 | 442 | Superdeal Day/Night | 1
967 | 443 | Superdeal Day/Night | 2
968 | 444 | Superdeal Day/Night | 1
969 | 443 | 3 Rate with Weekday Peak | 2
969 | 489 | 3 Rate with Weekday Peak | 1
969 | 501 | 3 Rate with Weekday Peak | 1
970 | 447 | split 7-hour E7 | 2
970 | 448 | split 7-hour E7 | 1
971 | 492 | Smart meter trial - time of use 3 rate | 2
971 | 493 | Smart meter trial - time of use 3 rate | 1
971 | 494 | Smart meter trial - time of use 3 rate | 1
972 | 502 | 2 Rate Saturday Off Peak | 1
972 | 503 | 2 Rate Saturday Off Peak | 2 or Unsupported (SWAE and SWEB)
973 | 453 | Flexiheat Day/Evening/Weekend | 1
973 | 454 | Flexiheat Day/Evening/Weekend | 2
974 | 455 | Flexiheat heating | 2
975 | 504 | Saturday Off Peak (9-5) | 1
975 | 505 | Saturday Off Peak (9-5) | 2
976 | 506 | Sunday Off Peak (9-5) | 1
976 | 507 | Sunday Off Peak (9-5) | 2
978 | 462 | 7-hour OP | O
979 | 463 | Non-Standard OP (8+3 hour) | O or Unsupported (SWEB)
980 | 466 | General Purpose 2 Rate (paired with 0980 | 2
980 | 467 | General Purpose 2 Rate (paired with 0980 | 1
981 | 468 | E10 Heating Single Rate (prd with 0981) | O
982 | 508 | Evening Saver | 2
982 | 509 | Evening Saver | 1
983 | 510 | Comfort Booster | 2
983 | 511 | Comfort Booster | 1
984 | 512 | Saturday Off Peak (24 Hrs) | 1
984 | 513 | Saturday Off Peak (24 Hrs) | 2
985 | 514 | Sunday Off Peak (24 Hrs) | 1
985 | 515 | Sunday Off Peak (24 Hrs) | 2
989 | 475 | Redring Boiler (general purpose) | 2
989 | 476 | Redring Boiler (general purpose) | 1
990 | 477 | Redring Boiler (heating circuit) | O
991 | 478 | 8-hour OP | O
996 | 485 | Lifestyle Tariff | 2
996 | 486 | Lifestyle Tariff | 1
996 | 487 | Lifestyle Tariff | 2
997 | 490 | Evening/Weekend - BST | 2 or Unsupported (SWAE and SWEB)
997 | 491 | Evening/Weekend - BST | 1
Notes:
There are a few governing rules that should be applied:
Specific notes for application to WPD areas:
  WPD East Midlands (EMEB) and WPD West Midlands (MIDE) tariffs are all delinked and set time bands are applied in place of the TPR’s timebands.
  WPD South West (SWEB) and South Wales (SWAE) do not support all SSC combinations and where indicated with ‘Unsupported’ then set time bands are applied.
Otherwise the following rules apply to the remaining DNO areas.
  1, G and U should be applied straight to the appropriate SSC/TPRs, to identify generation and UMS tariffs.
  Then considering the SSC/TPRs alongside the PC.
  2, PC1s should be labelled Domestic Unrestricted.
  3, PC2s with a SSCs with O should be labelled Domestic Off Peak.
  4, Remaining PC2s should be labelled Domestic Two Rate with the unit as 1 or 2 as detailed.
  5, PC3s should be labelled Small Non Domestic Unrestricted.
  6, PC4s with a SSCs with O should be labelled Small Non Domestic Off Peak.
  7, Remaining PC4s should be labelled Small Non Domestic Two Rate with the unit as 1 or 2 as detailed.
  8, PC5 – 8s, depending on the voltage of connection, they should be labelled; LV Medium Non Domestic, LV Sub Medium Non Domestic or HV Medium Non Domestic with the unit as 1 or 2 as detailed.
Common decode:
  1: Unit 1 (Day)
  2: Unit 2 (Night)
  O: Off Peak
  G: Generation
  U: UMS
  Unsupported: WPD South West (SWEB) or South Wales (SWAE) default TPRs applied
  EMEB or MIDE only: only exists in those areas (either or both) as delinked.

## Charge Calculator
Back to Overview
#REF!
LV and HV tariff calculator | [7 empty] | EHV site calculator
Step 1, Choose your tariff using the drop down list in cell B10 | [7 empty] | Step 1, Choose your tariff using the drop down list in cell L10
Step 2, After selecting a tariff in step 1, Cells C12-I12 will generate headings, please enter your consumption in cells C13:I13 underneath each heading generated (if no heading leave cell blank) | [7 empty] | Step 2, After selecting a tariff in step 1, Cells M12-T12 will generate headings, please enter your consumption in cells M13:T13 underneath each heading generated (if no heading leave cell blank)
Step 3, Enter a forecast of consumption if required in cells C14:I14 | [7 empty] | Step 3, Enter a forecast of consumption if required in cells M14:T14
Tariff details Choose tariff name from drop down box below | Unit charge 1 (NHH) or red/black charge (HH) p/kWh | Unit charge 2 (NHH) or amber/yellow charge (HH) p/kWh | Green charge(HH) p/kWh | Fixed charge p/MPAN/day | Capacity charge p/kVA/day | excess capacity charge p/kVA/day | Reactive power charge p/kVArh | Site details Choose the site name from the drop down box below | Import Super Red unit charge (p/kWh) | Import fixed charge (p/day) | Import capacity charge (p/kVA/day) | Import excess capacity charge (p/kVA/day) | Export Super Red unit charge (p/kWh) | Export fixed charge (p/day) | Export capacity charge (p/kVA/day) | Export excess capacity charge (p/kVA/day)
Tariff components | Unit 1 kWh (red/black/day) | Unit 2 kWh (amber/yellow /night) | Unit 3 kWh (green) | Number of days in consumption period i.e. 365 if one year | Maximum import or export capacity kVA | Average daily excess capacity kVA | Excess reactive units kVArh | Tariff components | Import super red kWh | Number of days in consumption period i.e. 365 if one year | Maximum import capacity kVA | Average daily excess capacity kVA | Export Super Red kWh | Number of days in consumption period i.e. 365 if one year | Maximum export capacity kVA | Average daily excess capacity kVA
Enter current consumption details | [7 empty] | Enter current consumption details
Enter forecast consumption details (if different) | [7 empty] | Enter forecast consumption details (if different) | 0 | 0 | 0 | 0 | 0 | 0 | 0 | 0
Charge components | Unit 1 £ | Unit 2 £ | Unit 3 £ | Fixed charge £ | Capacity charge £ | excess capacity charge £ | Reactive power charge £ | Charge components | Import super red charge £ | Import fixed charge £ | Import capacity charge £ | Import excess capacity charge £ | Export super red charge £ | Export fixed charge £ | Export capacity charge £ | Export excess capacity charge £
Current consumption period charges | [7 empty] | Current consumption period charges
Forecast consumption period charges | [7 empty] | Forecast consumption period charges
| Total charge £ | [7 empty] | Import total charge £ | Export total charge £
Current consumption period charges | 0 | [6 empty] | Current consumption period charges | 0 | 0
Forecast consumption period charges | 0 | [6 empty] | Forecast consumption period charges | 0 | 0
These charges are estimates based on tariff selected and consumption values entered. | [7 empty] | These charges are estimates based on site selected and consumption values entered.
Note:
For the purpose of forecasting the excess capacity charge, the input in this calculator uses the average daily excess capacity as this reduces the calculators complexity, however as per the Use of System Charging Statement, the exceeded portion of the capacity will be charged at the excess capacity charge p/kVA/day rate, based on the difference between the MIC/MEC and the actual capacity used. This will be charged for the full duration of the month in which the breach occurs.”